## Criteria Summary (hidden)
RowHeader | Criteria
Report Name | 12-Utility Fuel Mix Extract
Report Description | TBD
Report Run Date and Time | Monday, February 14, 2022 at 8:17 AM
Report Year* | 2020
Customer Served State* | WA
Report Summary | Report Start Time: 2022-02-14 08:17:21.237 Report End Time: 2022-02-14 08:17:31.580 Report Run Time: 10.344 sec Report Ran By: Austin Scharff

## Intro
Life Cycle Associates, LLC |  | Project | 6015 | Life Cycle Associates
Washington Utility CI Calculator for the Washington Clean Fuel Standard
Current Version: | 0.5a
LCI Data Source: | WA-GREET v0.7e
Date Modified | 2022-06-30
Authors
Love Goyal | goyal@lifecycleassociates.com
Stefan Unnasch | Unnasch@lifecycleassociates.com
Description |  |  |  | Legend
This Excel workbook contains a life cycle GHG model for Power Production |  |  |  | Worksheets | Text Color
from Utilities within Washington. This tool is developed for the Washington |  |  |  | Information | Drop-down Menu
Clean Fuel Standard |  |  |  | Input, Data | Input parameters are in blue text and may be changed by the user
|  |  |  | Detailed System Data | Calculations are black text and should not be changed
Date Released | 2022-11-28 |  |  | Calculations
Results
LCI Data, Database
Sheet | Contents |  |  | Physical Property Data
Utility_CI | Utility Selection and lifecycle CI Results
Report_Extract | Raw data extracted from Washington Utility Mix Disclosure Report
Year_Disclosure | Aggregation of the raw Utility mix disclosure data by Utility
Year_Fuel_Share | Calculation of the electricity mix for each utility based on disclosure data and fuel type allocation
EF_Tables | LCI Data extracted from WA-GREET and resource allocation table
Notes
*******************************************************************************************************************************************
COPYRIGHT NOTIFICATION
*******************************************************************************************************************************************
Copyright © 2022, Life Cycle Associates, All rights reserved.
1. WARRANTY DISCLAIMER. THE SOFTWARE IS SUPPLIED "AS IS" WITHOUT WARRANTY OF ANY KIND. THE COPYRIGHT HOLDERS: (1) DISCLAIM ANY WARRANTIES, EXPRESS OR IMPLIED, INCLUDING BUT NOT LIMITED TO ANY IMPLIED WARRANTIES OF MERCHANTABILITY, FITNESS FOR A PARTICULAR PURPOSE, TITLE OR NON-INFRINGEMENT, (2) DO NOT ASSUME ANY LEGAL LIABILITY OR RESPONSIBILITY FOR THE ACCURACY, COMPLETENESS, OR USEFULNESS OF THE SOFTWARE, (3) DO NOT REPRESENT THAT USE OF THE SOFTWARE WOULD NOT INFRINGE PRIVATELY OWNED RIGHTS, (4) DO NOT WARRANT THAT THE SOFTWARE WILL FUNCTION UNINTERRUPTED, THAT IT IS ERROR-FREE OR THAT ANY ERRORS WILL BE CORRECTED.
2. LIMITATION OF LIABILITY. IN NO EVENT WILL THE COPYRIGHT HOLDERS: BE LIABLE FOR ANY INDIRECT, INCIDENTAL, CONSEQUENTIAL, SPECIAL OR PUNITIVE DAMAGES OF ANY KIND OR NATURE, INCLUDING BUT NOT LIMITED TO LOSS OF PROFITS OR LOSS OF DATA, FOR ANY REASON WHATSOEVER, WHETHER SUCH LIABILITY IS ASSERTED ON THE BASIS OF CONTRACT, TORT (INCLUDING NEGLIGENCE OR STRICT LIABILITY), OR OTHERWISE, EVEN IF ANY OF SAID PARTIES HAS BEEN WARNED OF THE POSSIBILITY OF SUCH LOSS OR DAMAGES.
Contact:
Stefan Unnasch
Life Cycle Associates, LLC
office: 1.650.461.9048
mobile: 1.650.380.9504
facsimile: 1.484.313.9504
Unnasch@LifeCycleAssociates.com
http://www.LifeCycleAssociates.com/

## Utility_CI
1) Selection of Washington Utility or User Defined mix | 2 | 1 - Washington Utility
2 - 2021 Washington state grid mix
3 - User Defined Mix
1.1) Selection of the WA Utility ID for CI Results
Utility Claimant ID | 164 | *List of all Utility IDs and names available on Report Extract sheet
Name of the Selected Utility Mix | Grant County PUD #2 (Rate Schedule 13)
2) Electric Generation Mix: Data Table | Active Case for CI Calculation
Fuel Type | 2021 WA State grid, fuel mix | Grant County PUD #2 (Rate Schedule 13) | 2021 WA State grid, fuel mix | User Defined Mix |  | 2020 WA state grid mix | 2021 WA State grid, fuel mix
Residual oil | 0.0624% | 0% | 0.0624% | 0.0624% |  | 0.1009% | 0.0624%
Natural gas | 26.04% | 0% | 26.04% | 26.04% |  | 20.26% | 26.04%
Coal | 9.254% | 0% | 9.254% | 9.254% |  | 10.22% | 9.254%
Nuclear power | 4.376% | 0% | 4.376% | 4.376% |  | 4.748% | 4.376%
Biomass | 0.6% | 0% | 0.6% | 0.6% |  | 0.4468% | 0.6%
Biogas | 0.2187% | 0% | 0.2187% | 0.2187% |  | 0.1976% | 0.2187%
Others | 59.45% | 100% | 59.45% | 59.67% |  | 64.03% | 59.45%
"Others" category | 2021 WA State grid, fuel mix | Grant County PUD #2 (Rate Schedule 13) | 2021 WA State grid, fuel mix | User Defined Mix |  | 2018 WA state grid mix | 2021 WA State grid, fuel mix
Hydroelectric | 89.5% | 100% | 89.5% | 89.5% |  | 92.39% | 89.5%
Geothermal | 0.06785% | 0% | 0.06785% | 0.06785% |  | 0.00591% | 0.06785%
Wind | 9.479% | 0% | 9.479% | 9.479% |  | 7.159% | 9.479%
Solar PV | 0.9534% | 0% | 0.9534% | 0.9534% |  | 0.4403% | 0.9534%
3) CI Results for: User Defined Mix | [8 empty] | 4) Power Plant Emissions: in Grams per kWh of Electricity Available at Power Plant Gate
Details Breakdown of CI for Electricity Resources: Upstream phase | Residual Oil | NG | Coal | Biomass | Nuclear | Other renewable energy sources | Total Upstream, g/MMBtu |  | Residual oil % | Natural gas % | Coal % | Nuclear power % | Biomass % | Biogas % | Hydroelectric % | Geothermal % | Wind % | Solar PV % | Total %
VOC | 0.011425 | 5.989 | 2.1473 | 0.029155 | 0.044378 | 0 | 8.2213 |  | 0.01164% | 16.05% | 0.1312% | 7.458% | 3.175% | 0.05767% | 62.56% | 0% | 7.595% | 2.961% | 100%
CO | 0.024292 | 18.6402 | 0.8659 | 0.12243 | 0.18506 | 0 | 19.8379 | 2021 (Apr 20/23) | [5 empty] | 73.12% | 85.56% | 0% | 10.39% | 4.05%
CH4 | 0.32153 | 150.7339 | 42.5478 | 0.1352 | 0.30308 | 0 | 194.0414 |  | 0.06364% | 25.86% | 9.225% | 4.364% | 0.5967% | 0.218% | 53.05% | 0.04021% | 6.015% | 0.565% | 100%
N2O | 0.00040917 | 0.82496 | 0.010292 | 0.00073717 | 0.0021804 | 0 | 0.83857 | [6 empty] | 59.67% | 88.91% | 0.06738% | 10.08% | 0.947%
CO2 | 21.1912 | 3930.3943 | 493.6231 | 59.7565 | 112.0153 | 0 | 4616.9805
Convert to gCO2e/MMBtu | 29.4252 | 7992.5347 | 1568.4373 | 63.6394 | 120.6713 | 0 | 9774.7079
g/MJ | 0.02789 | 7.5755 | 1.4866 | 0.060319 | 0.11437 | 0 | 9.2646
g/kWh | [6 empty] | 33.3527
[7 empty] | FALSE | FALSE
Details Breakdown of CI for Electricity Resources: Electricity Production phase & Final WTW CI | Residual Oil | NG | Coal | Biomass | Biogas | Other renewable energy sources | Total Electricity Prod, g/MMBtu | Final WTW CI
VOC | 0.0016552 | 1.221 | 0.4351 | 0.24638 | 0.42631 | 0 | 2.3305
CO | 0.027036 | 13.5153 | 3.6839 | 8.6779 | 1.8595 | 0 | 27.7636
CH4 | 0.0063029 | 0.60562 | 0.29007 | 0.90089 | 3.0321 | 0 | 4.835
N2O | 0.0012208 | 0.081609 | 0.46411 | 0.12037 | 0.0058948 | 0 | 0.6732
CO2 | 168.6529 | 34355.1253 | 28531.7469 | -16.882 | -12.589 | 11.5051 | 63037.5592
Convert to gCO2e/MMBtu | 169.222 | 34419.6291 | 28684.4488 | 55.9147 | 69.2208 | 11.5051 | 63409.9405
g/MJ | 0.16039 | 32.6235 | 27.1876 | 0.052997 | 0.065609 |  | 60.101 | 69.3657
g/kWh | [6 empty] | 216.3637 | 249.7164
Average Electricity from | 1-U.S Ave Mix |  |  | (Based on EPA eGRID 2014 v2 data) | [5 empty] | 2-WAMX Mix
Details Breakdown of CI for Electricity Resources | Residual Oil | NG | Coal | Biomass | Nuclear | Other renewable energy sources |  |  | Total, g/MMBtu | Electricty Prod For Stationary Use |  | Total, g/MMBtu | Final CI, g/MJ
VOC | 0.011425 | 5.989 | 2.1473 | 0.029155 | 0.044378 | 0 |  |  | 8.2213 | 2.3305 |  | 2.3305
CO | 0.024292 | 18.6402 | 0.8659 | 0.12243 | 0.18506 | 0 |  |  | 19.8379 | 27.7636 |  | 27.7636
CH4 | 0.32153 | 150.7339 | 42.5478 | 0.1352 | 0.30308 | 0 |  |  | 194.0414 | 4.835 |  | 4.835
N2O | 0.00040917 | 0.82496 | 0.010292 | 0.00073717 | 0.0021804 | 0 |  |  | 0.83857 | 0.6732 |  | 0.6732
CO2 | 21.1912 | 3930.3943 | 493.6231 | 59.7565 | 112.0153 | 0 |  |  | 4616.9805 | 63037.5592 |  | 63037.5592
Convert to gCO2e/MMBtu | 29.4252 | 7992.5347 | 1568.4373 | 63.6394 | 120.6713 | 0 | 0 | 0 | 9774.7079 | 63409.9405 |  | 63409.9405
g/MJ | 0.02789 | 7.5755 | 1.4866 | 0.060319 | 0.11437 | 0 | 0 | 0 | 9.2646 | 60.101 |  | 60.101 | 69.3657
Details Breakdown of CI for Electricity Available at User Site (wall outlet) | 1 | 1 | 1 | 1 | 1 |  |  |  | 33.3527 | 1 |  |  | 249.7165
Note on D12: Love Goyal: GREET Inputs of fuel shares are represented by MWh purchsed by each resource type
Note on D21: Love Goyal: GREET Inputs of fuel shares are represented by MWh purchsed by each resource type

## 2021 Fuel Share
Claimant ID | Claimant Name | Residual oil | Natural gas | Coal | Nuclear power | Biomass | Biogas | Hydroelectric | Geothermal | Wind | Solar PV | Total | Fuel Shares % | Residual oil % | Natural gas % | Coal % | Nuclear power % | Biomass % | Biogas % | Hydroelectric % | Geothermal % | Wind % | Solar PV % | Total %
1 | Alder Mutual Light | 0 | 271 | 0 | 641 | 0 | 0 | 4976 | 0 | 0 | 0 | 5888 |  | 0% | 4.603% | 0% | 10.89% | 0% | 0% | 84.51% | 0% | 0% | 0% | 100%
4 | Benton County PUD #1 | 0 | 75375 | 0 | 178453 | 38821 | 26179 | 1421754 | 0 | 135537 | 0 | 1876119 |  | 0% | 4.018% | 0% | 9.512% | 2.069% | 1.395% | 75.78% | 0% | 7.224% | 0% | 100%
5 | Benton Rural Electric Assn | 0 | 28760 | 0 | 68090 | 0 | 0 | 528349 | 0 | 0 | 0 | 625199 |  | 0% | 4.6% | 0% | 10.89% | 0% | 0% | 84.51% | 0% | 0% | 0% | 100%
6 | Big Bend Electric Coop | 0 | 68171 | 0 | 62749 | 0 | 0 | 486901 | 0 | 0 | 0 | 617821 |  | 0% | 11.03% | 0% | 10.16% | 0% | 0% | 78.81% | 0% | 0% | 0% | 100%
12 | City of Blaine | 0 | 3908 | 0 | 9253 | 0 | 0 | 71801 | 0 | 0 | 0 | 84962 |  | 0% | 4.6% | 0% | 10.89% | 0% | 0% | 84.51% | 0% | 0% | 0% | 100%
18 | Centralia City Light | 81 | 9583 | 37097 | 22687 | 0 | 0 | 206807 | 0 | 0 | 0 | 276255 |  | 0.02932% | 3.469% | 13.43% | 8.212% | 0% | 0% | 74.86% | 0% | 0% | 0% | 100%
19 | Chelan County PUD #1 | 42 | 0 | 0 | 0 | 0 | 0 | 1716977 | 0 | 923 | 0 | 1717942 |  | 0.002445% | 0% | 0% | 0% | 0% | 0% | 99.94% | 0% | 0.05373% | 0% | 100%
20 | Cheney Light Department | 0 | 18735 | 0 | 15034 | 0 | 0 | 116657 | 0 | 0 | 0 | 150426 |  | 0% | 12.45% | 0% | 9.994% | 0% | 0% | 77.55% | 0% | 0% | 0% | 100%
21 | Chewelah Electric Department | 0 | 986 | 0 | 2335 | 0 | 0 | 18121 | 0 | 0 | 0 | 21442 |  | 0% | 4.598% | 0% | 10.89% | 0% | 0% | 84.51% | 0% | 0% | 0% | 100%
22 | Clallam County PUD #1 | 0 | 31929 | 0 | 75594 | 0 | 0 | 595530 | 0 | 0 | 0 | 703053 |  | 0% | 4.541% | 0% | 10.75% | 0% | 0% | 84.71% | 0% | 0% | 0% | 100%
23 | Clark County PUD #1 | 0 | 2167225 | 0 | 286027 | 0 | 0 | 2234764 | 0 | 203012 | 0 | 4891028 |  | 0% | 44.31% | 0% | 5.848% | 0% | 0% | 45.69% | 0% | 4.151% | 0% | 100%
26 | Clearwater Power (WA) | 0 | 1118 | 0 | 2450 | 0 | 0 | 19014 | 0 | 0 | 0 | 22582 |  | 0% | 4.951% | 0% | 10.85% | 0% | 0% | 84.2% | 0% | 0% | 0% | 100%
32 | Coulee Dam, Town of | 0 | 790 | 0 | 1870 | 0 | 0 | 14507 | 0 | 0 | 0 | 17167 |  | 0% | 4.602% | 0% | 10.89% | 0% | 0% | 84.51% | 0% | 0% | 0% | 100%
33 | Cowlitz County PUD #1 | 532 | 752827 | 5998 | 340293 | 145109 | 2636 | 2854806 | 0 | 333517 | 135345 | 4571063 |  | 0.01164% | 16.47% | 0.1312% | 7.445% | 3.175% | 0.05767% | 62.45% | 0% | 7.296% | 2.961% | 100%
35 | Douglas County PUD #1 | 0 | 1055340 | 0 | 22090 | 0 | 0 | 171409 | 0 | 0 | 0 | 1248839 |  | 0% | 84.51% | 0% | 1.769% | 0% | 0% | 13.73% | 0% | 0% | 0% | 100%
38 | Eatonville Electric Department | 0 | 1326 | 0 | 3138 | 0 | 0 | 24351 | 0 | 0 | 0 | 28815 |  | 0% | 4.602% | 0% | 10.89% | 0% | 0% | 84.51% | 0% | 0% | 0% | 100%
39 | Elmhurst Mutual Power & Light | 0 | 13305 | 0 | 31500 | 0 | 0 | 244423 | 0 | 0 | 0 | 289228 |  | 0% | 4.6% | 0% | 10.89% | 0% | 0% | 84.51% | 0% | 0% | 0% | 100%
41 | Ellensburg Electric Division | 0 | 9801 | 0 | 23204 | 0 | 0 | 180054 | 0 | 0 | 0 | 213059 |  | 0% | 4.6% | 0% | 10.89% | 0% | 0% | 84.51% | 0% | 0% | 0% | 100%
44 | Ferry County PUD #1 | 0 | 3675 | 0 | 8701 | 0 | 0 | 67519 | 0 | 0 | 0 | 79895 |  | 0% | 4.6% | 0% | 10.89% | 0% | 0% | 84.51% | 0% | 0% | 0% | 100%
46 | Franklin County PUD #1 | 0 | 135234 | 0 | 109897 | 0 | 0 | 864620 | 0 | 24501 | 0 | 1134252 |  | 0% | 11.92% | 0% | 9.689% | 0% | 0% | 76.23% | 0% | 2.16% | 0% | 100%
47 | Grays Harbor County PUD #1 | 0 | 79649 | 0 | 118559 | 0 | 0 | 919962 | 0 | 48988 | 0 | 1167158 |  | 0% | 6.824% | 0% | 10.16% | 0% | 0% | 78.82% | 0% | 4.197% | 0% | 100%
48 | Inland Power & Light | 0 | 137211 | 0 | 111861 | 0 | 0 | 867990 | 0 | 0 | 0 | 1117062 |  | 0% | 12.28% | 0% | 10.01% | 0% | 0% | 77.7% | 0% | 0% | 0% | 100%
52 | Klickitat County PUD #1 | 0 | 92644 | 0 | 42962 | 0 | 0 | 375442 | 0 | 0 | 0 | 511048 |  | 0% | 18.13% | 0% | 8.407% | 0% | 0% | 73.47% | 0% | 0% | 0% | 100%
54 | Lakeview Light & Power | 0 | 12086 | 0 | 28615 | 0 | 0 | 222037 | 0 | 0 | 0 | 262738 |  | 0% | 4.6% | 0% | 10.89% | 0% | 0% | 84.51% | 0% | 0% | 0% | 100%
56 | Lewis County PUD #1 | 0 | 103436 | 0 | 96096 | 0 | 0 | 749881 | 0 | 11677 | 0 | 961090 |  | 0% | 10.76% | 0% | 9.999% | 0% | 0% | 78.02% | 0% | 1.215% | 0% | 100%
59 | McCleary Light & Power | 0 | 1490 | 0 | 3528 | 0 | 0 | 27373 | 0 | 0 | 0 | 32391 |  | 0% | 4.6% | 0% | 10.89% | 0% | 0% | 84.51% | 0% | 0% | 0% | 100%
63 | Milton Electric Division | 0 | 2673 | 0 | 6329 | 0 | 0 | 49107 | 0 | 0 | 0 | 58109 |  | 0% | 4.6% | 0% | 10.89% | 0% | 0% | 84.51% | 0% | 0% | 0% | 100%
64 | Modern Electric Water Company | 0 | 10994 | 0 | 26028 | 0 | 0 | 201964 | 0 | 0 | 0 | 238986 |  | 0% | 4.6% | 0% | 10.89% | 0% | 0% | 84.51% | 0% | 0% | 0% | 100%
66 | Nespelem Valley Elec Coop | 0 | 3305 | 0 | 7826 | 0 | 0 | 60723 | 0 | 0 | 0 | 71854 |  | 0% | 4.6% | 0% | 10.89% | 0% | 0% | 84.51% | 0% | 0% | 0% | 100%
69 | Northern Lights (WA) | 0 | 6 | 0 | 13 | 0 | 0 | 99 | 0 | 0 | 0 | 118 |  | 0% | 5.085% | 0% | 11.02% | 0% | 0% | 83.9% | 0% | 0% | 0% | 100%
71 | Ohop Mutual Light | 0 | 4324 | 0 | 10238 | 0 | 0 | 79445 | 0 | 0 | 0 | 94007 |  | 0% | 4.6% | 0% | 10.89% | 0% | 0% | 84.51% | 0% | 0% | 0% | 100%
72 | Okanogan County PUD #1 | 0 | 278511 | 0 | 43251 | 0 | 0 | 335611 | 0 | 1 | 0 | 657374 |  | 0% | 42.37% | 0% | 6.579% | 0% | 0% | 51.05% | 0% | 0.0001521% | 0% | 100%
76 | Pacific County PUD #2 | 0 | 39816 | 0 | 33135 | 0 | 0 | 257114 | 0 | 0 | 0 | 330065 |  | 0% | 12.06% | 0% | 10.04% | 0% | 0% | 77.9% | 0% | 0% | 0% | 100%
81 | Parkland Light & Water | 0 | 5438 | 0 | 12874 | 0 | 0 | 99898 | 0 | 0 | 0 | 118210 |  | 0% | 4.6% | 0% | 10.89% | 0% | 0% | 84.51% | 0% | 0% | 0% | 100%
82 | Grant County PUD #2 | 0 | 3994222 | 0 | 5606 | 0 | 0 | 841331 | 0 | 175 | 0 | 4841334 |  | 0% | 82.5% | 0% | 0.1158% | 0% | 0% | 17.38% | 0% | 0.003615% | 0% | 100%
83 | Pend Oreille County PUD #1 | 0 | 69474 | 0 | 7025 | 0 | 0 | 224820 | 0 | 0 | 0 | 301319 |  | 0% | 23.06% | 0% | 2.331% | 0% | 0% | 74.61% | 0% | 0% | 0% | 100%
84 | Peninsula Light | 0 | 29231 | 0 | 69205 | 10000 | 0 | 545897 | 0 | 67661 | 0 | 721994 |  | 0% | 4.049% | 0% | 9.585% | 1.385% | 0% | 75.61% | 0% | 9.371% | 0% | 100%
85 | Asotin County PUD #1 | 0 | 252 | 0 | 598 | 0 | 0 | 4637 | 0 | 0 | 0 | 5487 |  | 0% | 4.593% | 0% | 10.9% | 0% | 0% | 84.51% | 0% | 0% | 0% | 100%
86 | Port Angeles Light Operations | 0 | 19103 | 0 | 45228 | 0 | 0 | 350951 | 0 | 0 | 0 | 415282 |  | 0% | 4.6% | 0% | 10.89% | 0% | 0% | 84.51% | 0% | 0% | 0% | 100%
88 | Wahkiakum County PUD #1 | 0 | 2174 | 0 | 5146 | 0 | 0 | 39933 | 0 | 0 | 0 | 47253 |  | 0% | 4.601% | 0% | 10.89% | 0% | 0% | 84.51% | 0% | 0% | 0% | 100%
89 | Mason County PUD #3 | 0 | 31840 | 0 | 75382 | 0 | 0 | 593748 | 0 | 16798 | 208 | 717976 |  | 0% | 4.435% | 0% | 10.5% | 0% | 0% | 82.7% | 0% | 2.34% | 0.02897% | 100%
90 | Puget Sound Energy | 11837 | 8782625 | 5425385 | 103106 | 3700 | 15731 | 5321864 | 5000 | 2298268 | 180141 | 22147657 |  | 0.05345% | 39.65% | 24.5% | 0.4655% | 0.01671% | 0.07103% | 24.03% | 0.02258% | 10.38% | 0.8134% | 100%
91 | Richland Energy Services | 0 | 107314 | 0 | 98611 | 0 | 0 | 765180 | 0 | 0 | 6129 | 977234 |  | 0% | 10.98% | 0% | 10.09% | 0% | 0% | 78.3% | 0% | 0% | 0.6272% | 100%
92 | Ruston, Town of | 0 | 229 | 0 | 543 | 20 | 27 | 7627 | 29 | 911 | 114 | 9500 |  | 0% | 2.411% | 0% | 5.716% | 0.2105% | 0.2842% | 80.28% | 0.3053% | 9.589% | 1.2% | 100%
95 | Seattle City Light | 0 | 337566 | 0 | 437739 | 0 | 103988 | 8192879 | 0 | 430108 | 0 | 9502280 |  | 0% | 3.552% | 0% | 4.607% | 0% | 1.094% | 86.22% | 0% | 4.526% | 0% | 100%
96 | Skamania County PUD #1 | 0 | 6721 | 0 | 15913 | 0 | 0 | 123477 | 0 | 0 | 0 | 146111 |  | 0% | 4.6% | 0% | 10.89% | 0% | 0% | 84.51% | 0% | 0% | 0% | 100%
97 | Snohomish County PUD #1 | 0 | 302688 | 0 | 720922 | 0 | 0 | 5749482 | 0 | 84214 | 88 | 6857394 |  | 0% | 4.414% | 0% | 10.51% | 0% | 0% | 83.84% | 0% | 1.228% | 0.001283% | 100%
99 | Steilacoom Electric Utility | 0 | 1872 | 0 | 4432 | 0 | 0 | 34390 | 0 | 0 | 0 | 40694 |  | 0% | 4.6% | 0% | 10.89% | 0% | 0% | 84.51% | 0% | 0% | 0% | 100%
101 | Sumas, City of | 0 | 1446 | 0 | 3424 | 0 | 0 | 26571 | 0 | 0 | 0 | 31441 |  | 0% | 4.599% | 0% | 10.89% | 0% | 0% | 84.51% | 0% | 0% | 0% | 100%
102 | Tacoma Power | 0 | 117189 | 0 | 277450 | 10073 | 13696 | 3898747 | 15011 | 465374 | 58325 | 4855865 |  | 0% | 2.413% | 0% | 5.714% | 0.2074% | 0.2821% | 80.29% | 0.3091% | 9.584% | 1.201% | 100%
103 | Tanner Electric Coop | 0 | 4663 | 0 | 11039 | 0 | 0 | 85661 | 0 | 0 | 0 | 101363 |  | 0% | 4.6% | 0% | 10.89% | 0% | 0% | 84.51% | 0% | 0% | 0% | 100%
106 | Vera Water & Power | 0 | 23428 | 0 | 24880 | 0 | 0 | 193059 | 0 | 0 | 0 | 241367 |  | 0% | 9.706% | 0% | 10.31% | 0% | 0% | 79.99% | 0% | 0% | 0% | 100%
109 | Avista (WA) | 41842 | 2597231 | 949882 | 0 | 329762 | 33633 | 1936444 | 0 | 195428 | 0 | 6084222 |  | 0.6877% | 42.69% | 15.61% | 0% | 5.42% | 0.5528% | 31.83% | 0% | 3.212% | 0% | 100%
111 | Mason County PUD #1 | 0 | 3812 | 0 | 9024 | 0 | 0 | 75574 | 0 | 0 | 0 | 88410 |  | 0% | 4.312% | 0% | 10.21% | 0% | 0% | 85.48% | 0% | 0% | 0% | 100%
117 | Whatcom County PUD #1 | 0 | 10508 | 0 | 24879 | 0 | 0 | 193051 | 0 | 0 | 0 | 228438 |  | 0% | 4.6% | 0% | 10.89% | 0% | 0% | 84.51% | 0% | 0% | 0% | 100%
118 | Jefferson County PUD #1 | 0 | 18727 | 0 | 44337 | 0 | 0 | 344036 | 0 | 0 | 0 | 407100 |  | 0% | 4.6% | 0% | 10.89% | 0% | 0% | 84.51% | 0% | 0% | 0% | 100%
119 | Port of Seattle | 0 | 6380 | 0 | 15105 | 0 | 0 | 117212 | 0 | 0 | 0 | 138697 |  | 0% | 4.6% | 0% | 10.89% | 0% | 0% | 84.51% | 0% | 0% | 0% | 100%
120 | Yakama Power | 0 | 7116 | 0 | 16848 | 0 | 0 | 130729 | 0 | 0 | 0 | 154693 |  | 0% | 4.6% | 0% | 10.89% | 0% | 0% | 84.51% | 0% | 0% | 0% | 100%
127 | Columbia Rural Electric Assn (WA) | 0 | 56397 | 0 | 36107 | 0 | 0 | 280176 | 0 | 0 | 0 | 372680 |  | 0% | 15.13% | 0% | 9.688% | 0% | 0% | 75.18% | 0% | 0% | 0% | 100%
128 | Kittitas PUD #1 | 0 | 5599 | 0 | 12803 | 0 | 0 | 99345 | 0 | 0 | 0 | 117747 |  | 0% | 4.755% | 0% | 10.87% | 0% | 0% | 84.37% | 0% | 0% | 0% | 100%
130 | Pacific Power (WA) | 1558 | 1612295 | 1871235 | 3967 | 0 | 0 | 243278 | 16091 | 731139 | 127398 | 4606961 |  | 0.03382% | 35% | 40.62% | 0.08611% | 0% | 0% | 5.281% | 0.3493% | 15.87% | 2.765% | 100%
144 | Kalispel Tribal Utility | 0 | 1385 | 0 | 3279 | 0 | 0 | 25446 | 0 | 0 | 0 | 30110 |  | 0% | 4.6% | 0% | 10.89% | 0% | 0% | 84.51% | 0% | 0% | 0% | 100%
157 | Okanogan County Electric Coop | 0 | 5008 | 0 | 7533 | 0 | 0 | 58456 | 0 | 0 | 0 | 70997 |  | 0% | 7.054% | 0% | 10.61% | 0% | 0% | 82.34% | 0% | 0% | 0% | 100%
158 | Orcas Power & Light Coop | 0 | 12007 | 0 | 25709 | 0 | 0 | 199494 | 0 | 0 | 0 | 237210 |  | 0% | 5.062% | 0% | 10.84% | 0% | 0% | 84.1% | 0% | 0% | 0% | 100%
160 | Energy Northwest | 0 | 1561 | 0 | 3696 | 0 | 0 | 28679 | 0 | 0 | 0 | 33936 |  | 0% | 4.6% | 0% | 10.89% | 0% | 0% | 84.51% | 0% | 0% | 0% | 100%
161 | Consolidated Irrigation District #19 | 0 | 125 | 0 | 296 | 0 | 0 | 2295 | 0 | 0 | 0 | 2716 |  | 0% | 4.602% | 0% | 10.9% | 0% | 0% | 84.5% | 0% | 0% | 0% | 100%
162 | Fairchild Airforce Base | 0 | 2094 | 0 | 4958 | 0 | 0 | 38474 | 0 | 0 | 0 | 45526 |  | 0% | 4.6% | 0% | 10.89% | 0% | 0% | 84.51% | 0% | 0% | 0% | 100%
164 | Grant County PUD #2 (Rate Schedule 13) | 0 | 0 | 0 | 0 | 0 | 0 | 800000 | 0 | 0 | 0 | 800000 |  | 0% | 0% | 0% | 0% | 0% | 0% | 100% | 0% | 0% | 0% | 100%
| WA State Total Electricity | 55892 | 23322224 | 8289597 | 3920111 | 537485 | 195890 | 47662929 | 36131 | 5048232 | 507748 | 89576239 |  | 0.0624% | 26.04% | 9.254% | 4.376% | 0.6% | 0.2187% | 53.21% | 0.04034% | 5.636% | 0.5668% | 100%
| Notes: | Green highlighted cells contain the only changes from the draft utility CI calculator, that was copied from the published 2021 Fuel Mix Report.
|  | Residual oil | Natural gas | Coal | Nuclear power | Biomass | Biogas | Hydroelectric | Geothermal | Wind | Solar PV | Total |  | Residual oil % | Natural gas % | Coal % | Nuclear power % | Biomass % | Biogas % | Hydroelectric % | Geothermal % | Wind % | Solar PV % | Total %
| 2021 WA State Total Electricity FMD 04052023 | 62117 | 23020874 | 8289597 | 3928237 | 531260 | 195890 | 47726027 | 36131 | 5561685 | 507748 | 89859566 |  | 0.0624% | 26.04% | 9.254% | 4.376% | 0.6% | 0.2187% | 53.21% | 0.04034% | 5.636% | 0.5668% | 100%
| 2021 WA State Total Electricity FMD 04202023 | 57186 | 23240854 | 8289597 | 3921045 | 536191 | 195890 | 47670171 | 36131 | 5404749 | 507748 | 89859562
| 2020 WA State Total Electricity FMD 12112023 | 55892 | 23322224 | 8289597 | 3920111 | 537485 | 195890 | 47662929 | 36131 | 5048232 | 507748 | 89576239
| Difference between 2021 FMD 04202023 & 12112023 |  | 219980 | 0 | -7192 | 4931 | 0 | -55856 | 0 | -156936 | 0 | -4

## 2021 Report Extract
Report Year | Customer Served State | Claimant ID | Claimant Name | Fuel Type Category Name | BPA Unspecified Purchases MWh | BPA Claims on Plants MWh | Total BPA MWh | Adjusted WA PacifiCorp | Unspecified Purchases MWh | Plant Claims MWh | Total Unspecified Purchases MWh | Total Claims on Plants (Specified) MWh | Total MWh | Percent Fuel Type Share
2021 | WA | 1 | Alder Mutual Light | Biogas | 0 | 0 | 0 | 0 | 0 | 0 | 0 | 0 | 0 | 0%
2021 | WA | 1 | Alder Mutual Light | Biomass | 0 | 0 | 0 | 0 | 0 | 0 | 0 | 0 | 0 | 0%
2021 | WA | 1 | Alder Mutual Light | Coal | 0 | 0 | 0 | 0 | 0 | 0 | 0 | 0 | 0 | 0%
2021 | WA | 1 | Alder Mutual Light | Geothermal | 0 | 0 | 0 | 0 | 0 | 0 | 0 | 0 | 0 | 0%
2021 | WA | 1 | Alder Mutual Light | Hydro | 0 | 4976 | 4976 | 0 | 0 | 0 | 0 | 4976 | 4976 | 84.51%
2021 | WA | 1 | Alder Mutual Light | Natural Gas | 0 | 0 | 0 | 0 | 0 | 0 | 0 | 0 | 0 | 0%
2021 | WA | 1 | Alder Mutual Light | Nuclear | 0 | 641 | 641 | 0 | 0 | 0 | 0 | 641 | 641 | 10.89%
2021 | WA | 1 | Alder Mutual Light | Other Biogenic | 0 | 0 | 0 | 0 | 0 | 0 | 0 | 0 | 0 | 0%
2021 | WA | 1 | Alder Mutual Light | Other Non-Biogenic | 0 | 0 | 0 | 0 | 0 | 0 | 0 | 0 | 0 | 0%
2021 | WA | 1 | Alder Mutual Light | Petroleum | 0 | 0 | 0 | 0 | 0 | 0 | 0 | 0 | 0 | 0%
2021 | WA | 1 | Alder Mutual Light | Solar | 0 | 0 | 0 | 0 | 0 | 0 | 0 | 0 | 0 | 0%
2021 | WA | 1 | Alder Mutual Light | Unknown | 0 | 0 | 0 | 0 | 0 | 0 | 0 | 0 | 0 | 0%
2021 | WA | 1 | Alder Mutual Light | Waste | 0 | 0 | 0 | 0 | 0 | 0 | 0 | 0 | 0 | 0%
2021 | WA | 1 | Alder Mutual Light | Wind | 0 | 0 | 0 | 0 | 0 | 0 | 0 | 0 | 0 | 0%
2021 | WA | 1 | Alder Mutual Light | Market | 271 | 0 | 271 | 0 | 0 | 0 | 271 | 0 | 271 | 4.6%
2021 | WA | 4 | Benton County PUD #1 | Biogas | 0 | 0 | 0 | 0 | 0 | 26179 | 0 | 26179 | 26179 | 1.4%
2021 | WA | 4 | Benton County PUD #1 | Biomass | 0 | 0 | 0 | 0 | 0 | 38821 | 0 | 38821 | 38821 | 2.07%
2021 | WA | 4 | Benton County PUD #1 | Coal | 0 | 0 | 0 | 0 | 0 | 0 | 0 | 0 | 0 | 0%
2021 | WA | 4 | Benton County PUD #1 | Geothermal | 0 | 0 | 0 | 0 | 0 | 0 | 0 | 0 | 0 | 0%
2021 | WA | 4 | Benton County PUD #1 | Hydro | 0 | 1384715 | 1384715 | 0 | 0 | 37039 | 0 | 1421754 | 1421754 | 75.78%
2021 | WA | 4 | Benton County PUD #1 | Natural Gas | 0 | 0 | 0 | 0 | 0 | 0 | 0 | 0 | 0 | 0%
2021 | WA | 4 | Benton County PUD #1 | Nuclear | 0 | 178453 | 178453 | 0 | 0 | 0 | 0 | 178453 | 178453 | 9.51%
2021 | WA | 4 | Benton County PUD #1 | Other Biogenic | 0 | 0 | 0 | 0 | 0 | 0 | 0 | 0 | 0 | 0%
2021 | WA | 4 | Benton County PUD #1 | Other Non-Biogenic | 0 | 0 | 0 | 0 | 0 | 0 | 0 | 0 | 0 | 0%
2021 | WA | 4 | Benton County PUD #1 | Petroleum | 0 | 0 | 0 | 0 | 0 | 0 | 0 | 0 | 0 | 0%
2021 | WA | 4 | Benton County PUD #1 | Solar | 0 | 0 | 0 | 0 | 0 | 0 | 0 | 0 | 0 | 0%
2021 | WA | 4 | Benton County PUD #1 | Unknown | 0 | 0 | 0 | 0 | 0 | 0 | 0 | 0 | 0 | 0%
2021 | WA | 4 | Benton County PUD #1 | Waste | 0 | 0 | 0 | 0 | 0 | 0 | 0 | 0 | 0 | 0%
2021 | WA | 4 | Benton County PUD #1 | Wind | 0 | 0 | 0 | 0 | 0 | 135537 | 0 | 135537 | 135537 | 7.22%
2021 | WA | 4 | Benton County PUD #1 | Market | 75375 | 0 | 75375 | 0 | 0 | 0 | 75375 | 0 | 75375 | 4.02%
2021 | WA | 5 | Benton Rural Electric Assn | Biogas | 0 | 0 | 0 | 0 | 0 | 0 | 0 | 0 | 0 | 0%
2021 | WA | 5 | Benton Rural Electric Assn | Biomass | 0 | 0 | 0 | 0 | 0 | 0 | 0 | 0 | 0 | 0%
2021 | WA | 5 | Benton Rural Electric Assn | Coal | 0 | 0 | 0 | 0 | 0 | 0 | 0 | 0 | 0 | 0%
2021 | WA | 5 | Benton Rural Electric Assn | Geothermal | 0 | 0 | 0 | 0 | 0 | 0 | 0 | 0 | 0 | 0%
2021 | WA | 5 | Benton Rural Electric Assn | Hydro | 0 | 528349 | 528349 | 0 | 0 | 0 | 0 | 528349 | 528349 | 84.51%
2021 | WA | 5 | Benton Rural Electric Assn | Natural Gas | 0 | 0 | 0 | 0 | 0 | 0 | 0 | 0 | 0 | 0%
2021 | WA | 5 | Benton Rural Electric Assn | Nuclear | 0 | 68090 | 68090 | 0 | 0 | 0 | 0 | 68090 | 68090 | 10.89%
2021 | WA | 5 | Benton Rural Electric Assn | Other Biogenic | 0 | 0 | 0 | 0 | 0 | 0 | 0 | 0 | 0 | 0%
2021 | WA | 5 | Benton Rural Electric Assn | Other Non-Biogenic | 0 | 0 | 0 | 0 | 0 | 0 | 0 | 0 | 0 | 0%
2021 | WA | 5 | Benton Rural Electric Assn | Petroleum | 0 | 0 | 0 | 0 | 0 | 0 | 0 | 0 | 0 | 0%
2021 | WA | 5 | Benton Rural Electric Assn | Solar | 0 | 0 | 0 | 0 | 0 | 0 | 0 | 0 | 0 | 0%
2021 | WA | 5 | Benton Rural Electric Assn | Unknown | 0 | 0 | 0 | 0 | 0 | 0 | 0 | 0 | 0 | 0%
2021 | WA | 5 | Benton Rural Electric Assn | Waste | 0 | 0 | 0 | 0 | 0 | 0 | 0 | 0 | 0 | 0%
2021 | WA | 5 | Benton Rural Electric Assn | Wind | 0 | 0 | 0 | 0 | 0 | 0 | 0 | 0 | 0 | 0%
2021 | WA | 5 | Benton Rural Electric Assn | Market | 28760 | 0 | 28760 | 0 | 0 | 0 | 28760 | 0 | 28760 | 4.6%
2021 | WA | 6 | Big Bend Electric Coop | Biogas | 0 | 0 | 0 | 0 | 0 | 0 | 0 | 0 | 0 | 0%
2021 | WA | 6 | Big Bend Electric Coop | Biomass | 0 | 0 | 0 | 0 | 0 | 0 | 0 | 0 | 0 | 0%
2021 | WA | 6 | Big Bend Electric Coop | Coal | 0 | 0 | 0 | 0 | 0 | 0 | 0 | 0 | 0 | 0%
2021 | WA | 6 | Big Bend Electric Coop | Geothermal | 0 | 0 | 0 | 0 | 0 | 0 | 0 | 0 | 0 | 0%
2021 | WA | 6 | Big Bend Electric Coop | Hydro | 0 | 486901 | 486901 | 0 | 0 | 0 | 0 | 486901 | 486901 | 78.81%
2021 | WA | 6 | Big Bend Electric Coop | Natural Gas | 0 | 0 | 0 | 0 | 0 | 0 | 0 | 0 | 0 | 0%
2021 | WA | 6 | Big Bend Electric Coop | Nuclear | 0 | 62749 | 62749 | 0 | 0 | 0 | 0 | 62749 | 62749 | 10.16%
2021 | WA | 6 | Big Bend Electric Coop | Other Biogenic | 0 | 0 | 0 | 0 | 0 | 0 | 0 | 0 | 0 | 0%
2021 | WA | 6 | Big Bend Electric Coop | Other Non-Biogenic | 0 | 0 | 0 | 0 | 0 | 0 | 0 | 0 | 0 | 0%
2021 | WA | 6 | Big Bend Electric Coop | Petroleum | 0 | 0 | 0 | 0 | 0 | 0 | 0 | 0 | 0 | 0%
2021 | WA | 6 | Big Bend Electric Coop | Solar | 0 | 0 | 0 | 0 | 0 | 0 | 0 | 0 | 0 | 0%
2021 | WA | 6 | Big Bend Electric Coop | Unknown | 0 | 0 | 0 | 0 | 0 | 0 | 0 | 0 | 0 | 0%
2021 | WA | 6 | Big Bend Electric Coop | Waste | 0 | 0 | 0 | 0 | 0 | 0 | 0 | 0 | 0 | 0%
2021 | WA | 6 | Big Bend Electric Coop | Wind | 0 | 0 | 0 | 0 | 0 | 0 | 0 | 0 | 0 | 0%
2021 | WA | 6 | Big Bend Electric Coop | Market | 26504 | 0 | 26504 | 0 | 41667 | 0 | 68171 | 0 | 68171 | 11.03%
2021 | WA | 12 | City of Blaine | Biogas | 0 | 0 | 0 | 0 | 0 | 0 | 0 | 0 | 0 | 0%
2021 | WA | 12 | City of Blaine | Biomass | 0 | 0 | 0 | 0 | 0 | 0 | 0 | 0 | 0 | 0%
2021 | WA | 12 | City of Blaine | Coal | 0 | 0 | 0 | 0 | 0 | 0 | 0 | 0 | 0 | 0%
2021 | WA | 12 | City of Blaine | Geothermal | 0 | 0 | 0 | 0 | 0 | 0 | 0 | 0 | 0 | 0%
2021 | WA | 12 | City of Blaine | Hydro | 0 | 71801 | 71801 | 0 | 0 | 0 | 0 | 71801 | 71801 | 84.51%
2021 | WA | 12 | City of Blaine | Natural Gas | 0 | 0 | 0 | 0 | 0 | 0 | 0 | 0 | 0 | 0%
2021 | WA | 12 | City of Blaine | Nuclear | 0 | 9253 | 9253 | 0 | 0 | 0 | 0 | 9253 | 9253 | 10.89%
2021 | WA | 12 | City of Blaine | Other Biogenic | 0 | 0 | 0 | 0 | 0 | 0 | 0 | 0 | 0 | 0%
2021 | WA | 12 | City of Blaine | Other Non-Biogenic | 0 | 0 | 0 | 0 | 0 | 0 | 0 | 0 | 0 | 0%
2021 | WA | 12 | City of Blaine | Petroleum | 0 | 0 | 0 | 0 | 0 | 0 | 0 | 0 | 0 | 0%
2021 | WA | 12 | City of Blaine | Solar | 0 | 0 | 0 | 0 | 0 | 0 | 0 | 0 | 0 | 0%
2021 | WA | 12 | City of Blaine | Unknown | 0 | 0 | 0 | 0 | 0 | 0 | 0 | 0 | 0 | 0%
2021 | WA | 12 | City of Blaine | Waste | 0 | 0 | 0 | 0 | 0 | 0 | 0 | 0 | 0 | 0%
2021 | WA | 12 | City of Blaine | Wind | 0 | 0 | 0 | 0 | 0 | 0 | 0 | 0 | 0 | 0%
2021 | WA | 12 | City of Blaine | Market | 3908 | 0 | 3908 | 0 | 0 | 0 | 3908 | 0 | 3908 | 4.6%
2021 | WA | 18 | Centralia City Light | Biogas | 0 | 0 | 0 | 0 | 0 | 0 | 0 | 0 | 0 | 0%
2021 | WA | 18 | Centralia City Light | Biomass | 0 | 0 | 0 | 0 | 0 | 0 | 0 | 0 | 0 | 0%
2021 | WA | 18 | Centralia City Light | Coal | 0 | 0 | 0 | 0 | 0 | 37097 | 0 | 37097 | 37097 | 13.43%
2021 | WA | 18 | Centralia City Light | Geothermal | 0 | 0 | 0 | 0 | 0 | 0 | 0 | 0 | 0 | 0%
2021 | WA | 18 | Centralia City Light | Hydro | 0 | 176044 | 176044 | 0 | 0 | 30763 | 0 | 206807 | 206807 | 74.86%
2021 | WA | 18 | Centralia City Light | Natural Gas | 0 | 0 | 0 | 0 | 0 | 0 | 0 | 0 | 0 | 0%
2021 | WA | 18 | Centralia City Light | Nuclear | 0 | 22687 | 22687 | 0 | 0 | 0 | 0 | 22687 | 22687 | 8.21%
2021 | WA | 18 | Centralia City Light | Other Biogenic | 0 | 0 | 0 | 0 | 0 | 0 | 0 | 0 | 0 | 0%
2021 | WA | 18 | Centralia City Light | Other Non-Biogenic | 0 | 0 | 0 | 0 | 0 | 0 | 0 | 0 | 0 | 0%
2021 | WA | 18 | Centralia City Light | Petroleum | 0 | 0 | 0 | 0 | 0 | 81 | 0 | 81 | 81 | 0.03%
2021 | WA | 18 | Centralia City Light | Solar | 0 | 0 | 0 | 0 | 0 | 0 | 0 | 0 | 0 | 0%
2021 | WA | 18 | Centralia City Light | Unknown | 0 | 0 | 0 | 0 | 0 | 0 | 0 | 0 | 0 | 0%
2021 | WA | 18 | Centralia City Light | Waste | 0 | 0 | 0 | 0 | 0 | 0 | 0 | 0 | 0 | 0%
2021 | WA | 18 | Centralia City Light | Wind | 0 | 0 | 0 | 0 | 0 | 0 | 0 | 0 | 0 | 0%
2021 | WA | 18 | Centralia City Light | Market | 9583 | 0 | 9583 | 0 | 0 | 0 | 9583 | 0 | 9583 | 3.47%
2021 | WA | 19 | Chelan County PUD #1 | Biogas | 0 | 0 | 0 | 0 | 0 | 0 | 0 | 0 | 0 | 0%
2021 | WA | 19 | Chelan County PUD #1 | Biomass | 0 | 0 | 0 | 0 | 0 | 0 | 0 | 0 | 0 | 0%
2021 | WA | 19 | Chelan County PUD #1 | Coal | 0 | 0 | 0 | 0 | 0 | 0 | 0 | 0 | 0 | 0%
2021 | WA | 19 | Chelan County PUD #1 | Geothermal | 0 | 0 | 0 | 0 | 0 | 0 | 0 | 0 | 0 | 0%
2021 | WA | 19 | Chelan County PUD #1 | Hydro | 0 | 0 | 0 | 0 | 0 | 1716977 | 0 | 1716977 | 1716977 | 99.95%
2021 | WA | 19 | Chelan County PUD #1 | Natural Gas | 0 | 0 | 0 | 0 | 0 | 0 | 0 | 0 | 0 | 0%
2021 | WA | 19 | Chelan County PUD #1 | Nuclear | 0 | 0 | 0 | 0 | 0 | 0 | 0 | 0 | 0 | 0%
2021 | WA | 19 | Chelan County PUD #1 | Other Biogenic | 0 | 0 | 0 | 0 | 0 | 0 | 0 | 0 | 0 | 0%
2021 | WA | 19 | Chelan County PUD #1 | Other Non-Biogenic | 0 | 0 | 0 | 0 | 0 | 0 | 0 | 0 | 0 | 0%
2021 | WA | 19 | Chelan County PUD #1 | Petroleum | 0 | 0 | 0 | 0 | 0 | 42 | 0 | 42 | 42 | 0%
2021 | WA | 19 | Chelan County PUD #1 | Solar | 0 | 0 | 0 | 0 | 0 | 0 | 0 | 0 | 0 | 0%
2021 | WA | 19 | Chelan County PUD #1 | Unknown | 0 | 0 | 0 | 0 | 0 | 0 | 0 | 0 | 0 | 0%
2021 | WA | 19 | Chelan County PUD #1 | Waste | 0 | 0 | 0 | 0 | 0 | 0 | 0 | 0 | 0 | 0%
2021 | WA | 19 | Chelan County PUD #1 | Wind | 0 | 0 | 0 | 0 | 0 | 923 | 0 | 923 | 923 | 0.05%
2021 | WA | 19 | Chelan County PUD #1 | Market | 0 | 0 | 0 | 0 | 0 | 0 | 0 | 0 | 0 | 0%
2021 | WA | 20 | Cheney Light Department | Biogas | 0 | 0 | 0 | 0 | 0 | 0 | 0 | 0 | 0 | 0%
2021 | WA | 20 | Cheney Light Department | Biomass | 0 | 0 | 0 | 0 | 0 | 0 | 0 | 0 | 0 | 0%
2021 | WA | 20 | Cheney Light Department | Coal | 0 | 0 | 0 | 0 | 0 | 0 | 0 | 0 | 0 | 0%
2021 | WA | 20 | Cheney Light Department | Geothermal | 0 | 0 | 0 | 0 | 0 | 0 | 0 | 0 | 0 | 0%
2021 | WA | 20 | Cheney Light Department | Hydro | 0 | 116657 | 116657 | 0 | 0 | 0 | 0 | 116657 | 116657 | 77.56%
2021 | WA | 20 | Cheney Light Department | Natural Gas | 0 | 0 | 0 | 0 | 0 | 0 | 0 | 0 | 0 | 0%
2021 | WA | 20 | Cheney Light Department | Nuclear | 0 | 15034 | 15034 | 0 | 0 | 0 | 0 | 15034 | 15034 | 9.99%
2021 | WA | 20 | Cheney Light Department | Other Biogenic | 0 | 0 | 0 | 0 | 0 | 0 | 0 | 0 | 0 | 0%
2021 | WA | 20 | Cheney Light Department | Other Non-Biogenic | 0 | 0 | 0 | 0 | 0 | 0 | 0 | 0 | 0 | 0%
2021 | WA | 20 | Cheney Light Department | Petroleum | 0 | 0 | 0 | 0 | 0 | 0 | 0 | 0 | 0 | 0%
2021 | WA | 20 | Cheney Light Department | Solar | 0 | 0 | 0 | 0 | 0 | 0 | 0 | 0 | 0 | 0%
2021 | WA | 20 | Cheney Light Department | Unknown | 0 | 0 | 0 | 0 | 0 | 0 | 0 | 0 | 0 | 0%
2021 | WA | 20 | Cheney Light Department | Waste | 0 | 0 | 0 | 0 | 0 | 0 | 0 | 0 | 0 | 0%
2021 | WA | 20 | Cheney Light Department | Wind | 0 | 0 | 0 | 0 | 0 | 0 | 0 | 0 | 0 | 0%
2021 | WA | 20 | Cheney Light Department | Market | 6350 | 0 | 6350 | 0 | 12385 | 0 | 18735 | 0 | 18735 | 12.45%
2021 | WA | 21 | Chewelah Electric Department | Biogas | 0 | 0 | 0 | 0 | 0 | 0 | 0 | 0 | 0 | 0%
2021 | WA | 21 | Chewelah Electric Department | Biomass | 0 | 0 | 0 | 0 | 0 | 0 | 0 | 0 | 0 | 0%
2021 | WA | 21 | Chewelah Electric Department | Coal | 0 | 0 | 0 | 0 | 0 | 0 | 0 | 0 | 0 | 0%
2021 | WA | 21 | Chewelah Electric Department | Geothermal | 0 | 0 | 0 | 0 | 0 | 0 | 0 | 0 | 0 | 0%
2021 | WA | 21 | Chewelah Electric Department | Hydro | 0 | 18121 | 18121 | 0 | 0 | 0 | 0 | 18121 | 18121 | 84.51%
2021 | WA | 21 | Chewelah Electric Department | Natural Gas | 0 | 0 | 0 | 0 | 0 | 0 | 0 | 0 | 0 | 0%
2021 | WA | 21 | Chewelah Electric Department | Nuclear | 0 | 2335 | 2335 | 0 | 0 | 0 | 0 | 2335 | 2335 | 10.89%
2021 | WA | 21 | Chewelah Electric Department | Other Biogenic | 0 | 0 | 0 | 0 | 0 | 0 | 0 | 0 | 0 | 0%
2021 | WA | 21 | Chewelah Electric Department | Other Non-Biogenic | 0 | 0 | 0 | 0 | 0 | 0 | 0 | 0 | 0 | 0%
2021 | WA | 21 | Chewelah Electric Department | Petroleum | 0 | 0 | 0 | 0 | 0 | 0 | 0 | 0 | 0 | 0%
2021 | WA | 21 | Chewelah Electric Department | Solar | 0 | 0 | 0 | 0 | 0 | 0 | 0 | 0 | 0 | 0%
2021 | WA | 21 | Chewelah Electric Department | Unknown | 0 | 0 | 0 | 0 | 0 | 0 | 0 | 0 | 0 | 0%
2021 | WA | 21 | Chewelah Electric Department | Waste | 0 | 0 | 0 | 0 | 0 | 0 | 0 | 0 | 0 | 0%
2021 | WA | 21 | Chewelah Electric Department | Wind | 0 | 0 | 0 | 0 | 0 | 0 | 0 | 0 | 0 | 0%
2021 | WA | 21 | Chewelah Electric Department | Market | 986 | 0 | 986 | 0 | 0 | 0 | 986 | 0 | 986 | 4.6%
2021 | WA | 22 | Clallam County PUD #1 | Biogas | 0 | 0 | 0 | 0 | 0 | 0 | 0 | 0 | 0 | 0%
2021 | WA | 22 | Clallam County PUD #1 | Biomass | 0 | 0 | 0 | 0 | 0 | 0 | 0 | 0 | 0 | 0%
2021 | WA | 22 | Clallam County PUD #1 | Coal | 0 | 0 | 0 | 0 | 0 | 0 | 0 | 0 | 0 | 0%
2021 | WA | 22 | Clallam County PUD #1 | Geothermal | 0 | 0 | 0 | 0 | 0 | 0 | 0 | 0 | 0 | 0%
2021 | WA | 22 | Clallam County PUD #1 | Hydro | 0 | 586577 | 586577 | 0 | 0 | 8953 | 0 | 595530 | 595530 | 84.71%
2021 | WA | 22 | Clallam County PUD #1 | Natural Gas | 0 | 0 | 0 | 0 | 0 | 0 | 0 | 0 | 0 | 0%
2021 | WA | 22 | Clallam County PUD #1 | Nuclear | 0 | 75594 | 75594 | 0 | 0 | 0 | 0 | 75594 | 75594 | 10.75%
2021 | WA | 22 | Clallam County PUD #1 | Other Biogenic | 0 | 0 | 0 | 0 | 0 | 0 | 0 | 0 | 0 | 0%
2021 | WA | 22 | Clallam County PUD #1 | Other Non-Biogenic | 0 | 0 | 0 | 0 | 0 | 0 | 0 | 0 | 0 | 0%
2021 | WA | 22 | Clallam County PUD #1 | Petroleum | 0 | 0 | 0 | 0 | 0 | 0 | 0 | 0 | 0 | 0%
2021 | WA | 22 | Clallam County PUD #1 | Solar | 0 | 0 | 0 | 0 | 0 | 0 | 0 | 0 | 0 | 0%
2021 | WA | 22 | Clallam County PUD #1 | Unknown | 0 | 0 | 0 | 0 | 0 | 0 | 0 | 0 | 0 | 0%
2021 | WA | 22 | Clallam County PUD #1 | Waste | 0 | 0 | 0 | 0 | 0 | 0 | 0 | 0 | 0 | 0%
2021 | WA | 22 | Clallam County PUD #1 | Wind | 0 | 0 | 0 | 0 | 0 | 0 | 0 | 0 | 0 | 0%
2021 | WA | 22 | Clallam County PUD #1 | Market | 31929 | 0 | 31929 | 0 | 0 | 0 | 31929 | 0 | 31929 | 4.54%
2021 | WA | 23 | Clark County PUD #1 | Biogas | 0 | 0 | 0 | 0 | 0 | 0 | 0 | 0 | 0 | 0%
2021 | WA | 23 | Clark County PUD #1 | Biomass | 0 | 0 | 0 | 0 | 0 | 0 | 0 | 0 | 0 | 0%
2021 | WA | 23 | Clark County PUD #1 | Coal | 0 | 0 | 0 | 0 | 0 | 0 | 0 | 0 | 0 | 0%
2021 | WA | 23 | Clark County PUD #1 | Geothermal | 0 | 0 | 0 | 0 | 0 | 0 | 0 | 0 | 0 | 0%
2021 | WA | 23 | Clark County PUD #1 | Hydro | 0 | 2219438 | 2219438 | 0 | 0 | 15326 | 0 | 2234764 | 2234764 | 45.69%
2021 | WA | 23 | Clark County PUD #1 | Natural Gas | 0 | 0 | 0 | 0 | 0 | 1677237 | 0 | 1677237 | 1677237 | 34.29%
2021 | WA | 23 | Clark County PUD #1 | Nuclear | 0 | 286027 | 286027 | 0 | 0 | 0 | 0 | 286027 | 286027 | 5.85%
2021 | WA | 23 | Clark County PUD #1 | Other Biogenic | 0 | 0 | 0 | 0 | 0 | 0 | 0 | 0 | 0 | 0%
2021 | WA | 23 | Clark County PUD #1 | Other Non-Biogenic | 0 | 0 | 0 | 0 | 0 | 0 | 0 | 0 | 0 | 0%
2021 | WA | 23 | Clark County PUD #1 | Petroleum | 0 | 0 | 0 | 0 | 0 | 0 | 0 | 0 | 0 | 0%
2021 | WA | 23 | Clark County PUD #1 | Solar | 0 | 0 | 0 | 0 | 0 | 0 | 0 | 0 | 0 | 0%
2021 | WA | 23 | Clark County PUD #1 | Unknown | 0 | 0 | 0 | 0 | 0 | 0 | 0 | 0 | 0 | 0%
2021 | WA | 23 | Clark County PUD #1 | Waste | 0 | 0 | 0 | 0 | 0 | 0 | 0 | 0 | 0 | 0%
2021 | WA | 23 | Clark County PUD #1 | Wind | 0 | 0 | 0 | 0 | 0 | 203012 | 0 | 203012 | 203012 | 4.15%
2021 | WA | 23 | Clark County PUD #1 | Market | 120811 | 0 | 120811 | 0 | 369177 | 0 | 489988 | 0 | 489988 | 10.02%
2021 | WA | 26 | Clearwater Power (WA) | Biogas | 0 | 0 | 0 | 0 | 0 | 0 | 0 | 0 | 0 | 0%
2021 | WA | 26 | Clearwater Power (WA) | Biomass | 0 | 0 | 0 | 0 | 0 | 0 | 0 | 0 | 0 | 0%
2021 | WA | 26 | Clearwater Power (WA) | Coal | 0 | 0 | 0 | 0 | 0 | 0 | 0 | 0 | 0 | 0%
2021 | WA | 26 | Clearwater Power (WA) | Geothermal | 0 | 0 | 0 | 0 | 0 | 0 | 0 | 0 | 0 | 0%
2021 | WA | 26 | Clearwater Power (WA) | Hydro | 0 | 19014 | 19014 | 0 | 0 | 0 | 0 | 19014 | 19014 | 84.2%
2021 | WA | 26 | Clearwater Power (WA) | Natural Gas | 0 | 0 | 0 | 0 | 0 | 0 | 0 | 0 | 0 | 0%
2021 | WA | 26 | Clearwater Power (WA) | Nuclear | 0 | 2450 | 2450 | 0 | 0 | 0 | 0 | 2450 | 2450 | 10.85%
2021 | WA | 26 | Clearwater Power (WA) | Other Biogenic | 0 | 0 | 0 | 0 | 0 | 0 | 0 | 0 | 0 | 0%
2021 | WA | 26 | Clearwater Power (WA) | Other Non-Biogenic | 0 | 0 | 0 | 0 | 0 | 0 | 0 | 0 | 0 | 0%
2021 | WA | 26 | Clearwater Power (WA) | Petroleum | 0 | 0 | 0 | 0 | 0 | 0 | 0 | 0 | 0 | 0%
2021 | WA | 26 | Clearwater Power (WA) | Solar | 0 | 0 | 0 | 0 | 0 | 0 | 0 | 0 | 0 | 0%
2021 | WA | 26 | Clearwater Power (WA) | Unknown | 0 | 0 | 0 | 0 | 0 | 0 | 0 | 0 | 0 | 0%
2021 | WA | 26 | Clearwater Power (WA) | Waste | 0 | 0 | 0 | 0 | 0 | 0 | 0 | 0 | 0 | 0%
2021 | WA | 26 | Clearwater Power (WA) | Wind | 0 | 0 | 0 | 0 | 0 | 0 | 0 | 0 | 0 | 0%
2021 | WA | 26 | Clearwater Power (WA) | Market | 1035 | 0 | 1035 | 0 | 83 | 0 | 1118 | 0 | 1118 | 4.95%
2021 | WA | 32 | Coulee Dam, Town of | Biogas | 0 | 0 | 0 | 0 | 0 | 0 | 0 | 0 | 0 | 0%
2021 | WA | 32 | Coulee Dam, Town of | Biomass | 0 | 0 | 0 | 0 | 0 | 0 | 0 | 0 | 0 | 0%
2021 | WA | 32 | Coulee Dam, Town of | Coal | 0 | 0 | 0 | 0 | 0 | 0 | 0 | 0 | 0 | 0%
2021 | WA | 32 | Coulee Dam, Town of | Geothermal | 0 | 0 | 0 | 0 | 0 | 0 | 0 | 0 | 0 | 0%
2021 | WA | 32 | Coulee Dam, Town of | Hydro | 0 | 14507 | 14507 | 0 | 0 | 0 | 0 | 14507 | 14507 | 84.51%
2021 | WA | 32 | Coulee Dam, Town of | Natural Gas | 0 | 0 | 0 | 0 | 0 | 0 | 0 | 0 | 0 | 0%
2021 | WA | 32 | Coulee Dam, Town of | Nuclear | 0 | 1870 | 1870 | 0 | 0 | 0 | 0 | 1870 | 1870 | 10.89%
2021 | WA | 32 | Coulee Dam, Town of | Other Biogenic | 0 | 0 | 0 | 0 | 0 | 0 | 0 | 0 | 0 | 0%
2021 | WA | 32 | Coulee Dam, Town of | Other Non-Biogenic | 0 | 0 | 0 | 0 | 0 | 0 | 0 | 0 | 0 | 0%
2021 | WA | 32 | Coulee Dam, Town of | Petroleum | 0 | 0 | 0 | 0 | 0 | 0 | 0 | 0 | 0 | 0%
2021 | WA | 32 | Coulee Dam, Town of | Solar | 0 | 0 | 0 | 0 | 0 | 0 | 0 | 0 | 0 | 0%
2021 | WA | 32 | Coulee Dam, Town of | Unknown | 0 | 0 | 0 | 0 | 0 | 0 | 0 | 0 | 0 | 0%
2021 | WA | 32 | Coulee Dam, Town of | Waste | 0 | 0 | 0 | 0 | 0 | 0 | 0 | 0 | 0 | 0%
2021 | WA | 32 | Coulee Dam, Town of | Wind | 0 | 0 | 0 | 0 | 0 | 0 | 0 | 0 | 0 | 0%
2021 | WA | 32 | Coulee Dam, Town of | Market | 790 | 0 | 790 | 0 | 0 | 0 | 790 | 0 | 790 | 4.6%
2021 | WA | 33 | Cowlitz County PUD #1 | Biogas | 0 | 0 | 0 | 0 | 0 | 0 | 0 | 0 | 0 | 0%
2021 | WA | 33 | Cowlitz County PUD #1 | Biomass | 0 | 0 | 0 | 0 | 0 | 145109 | 0 | 145109 | 145109 | 3.17%
2021 | WA | 33 | Cowlitz County PUD #1 | Coal | 0 | 0 | 0 | 0 | 0 | 5998 | 0 | 5998 | 5998 | 0.13%
2021 | WA | 33 | Cowlitz County PUD #1 | Geothermal | 0 | 0 | 0 | 0 | 0 | 0 | 0 | 0 | 0 | 0%
2021 | WA | 33 | Cowlitz County PUD #1 | Hydro | 0 | 2640521 | 2640521 | 0 | 0 | 214284 | 0 | 2854806 | 2854806 | 62.46%
2021 | WA | 33 | Cowlitz County PUD #1 | Natural Gas | 0 | 0 | 0 | 0 | 0 | 33772 | 0 | 33772 | 33772 | 0.74%
2021 | WA | 33 | Cowlitz County PUD #1 | Nuclear | 0 | 340293 | 340293 | 0 | 0 | 0 | 0 | 340293 | 340293 | 7.44%
2021 | WA | 33 | Cowlitz County PUD #1 | Other Biogenic | 0 | 0 | 0 | 0 | 0 | 2636 | 0 | 2636 | 2636 | 0.06%
2021 | WA | 33 | Cowlitz County PUD #1 | Other Non-Biogenic | 0 | 0 | 0 | 0 | 0 | 0 | 0 | 0 | 0 | 0%
2021 | WA | 33 | Cowlitz County PUD #1 | Petroleum | 0 | 0 | 0 | 0 | 0 | 532 | 0 | 532 | 532 | 0.01%
2021 | WA | 33 | Cowlitz County PUD #1 | Solar | 0 | 0 | 0 | 0 | 0 | 135345 | 0 | 135345 | 135345 | 2.96%
2021 | WA | 33 | Cowlitz County PUD #1 | Unknown | 0 | 0 | 0 | 0 | 0 | 0 | 0 | 0 | 0 | 0%
2021 | WA | 33 | Cowlitz County PUD #1 | Waste | 0 | 0 | 0 | 0 | 0 | 0 | 0 | 0 | 0 | 0%
2021 | WA | 33 | Cowlitz County PUD #1 | Wind | 0 | 0 | 0 | 0 | 0 | 333517 | 0 | 333517 | 333517 | 7.3%
2021 | WA | 33 | Cowlitz County PUD #1 | Market | 143732 | 0 | 143732 | 0 | 575323 | 0 | 719055 | 0 | 719055 | 15.73%
2021 | WA | 35 | Douglas County PUD #1 | Biogas | 0 | 0 | 0 | 0 | 0 | 0 | 0 | 0 | 0 | 0%
2021 | WA | 35 | Douglas County PUD #1 | Biomass | 0 | 0 | 0 | 0 | 0 | 0 | 0 | 0 | 0 | 0%
2021 | WA | 35 | Douglas County PUD #1 | Coal | 0 | 0 | 0 | 0 | 0 | 0 | 0 | 0 | 0 | 0%
2021 | WA | 35 | Douglas County PUD #1 | Geothermal | 0 | 0 | 0 | 0 | 0 | 0 | 0 | 0 | 0 | 0%
2021 | WA | 35 | Douglas County PUD #1 | Hydro | 0 | 171409 | 171409 | 0 | 0 | 0 | 0 | 171409 | 171409 | 13.73%
2021 | WA | 35 | Douglas County PUD #1 | Natural Gas | 0 | 0 | 0 | 0 | 0 | 0 | 0 | 0 | 0 | 0%
2021 | WA | 35 | Douglas County PUD #1 | Nuclear | 0 | 22090 | 22090 | 0 | 0 | 0 | 0 | 22090 | 22090 | 1.77%
2021 | WA | 35 | Douglas County PUD #1 | Other Biogenic | 0 | 0 | 0 | 0 | 0 | 0 | 0 | 0 | 0 | 0%
2021 | WA | 35 | Douglas County PUD #1 | Other Non-Biogenic | 0 | 0 | 0 | 0 | 0 | 0 | 0 | 0 | 0 | 0%
2021 | WA | 35 | Douglas County PUD #1 | Petroleum | 0 | 0 | 0 | 0 | 0 | 0 | 0 | 0 | 0 | 0%
2021 | WA | 35 | Douglas County PUD #1 | Solar | 0 | 0 | 0 | 0 | 0 | 0 | 0 | 0 | 0 | 0%
2021 | WA | 35 | Douglas County PUD #1 | Unknown | 0 | 0 | 0 | 0 | 0 | 0 | 0 | 0 | 0 | 0%
2021 | WA | 35 | Douglas County PUD #1 | Waste | 0 | 0 | 0 | 0 | 0 | 0 | 0 | 0 | 0 | 0%
2021 | WA | 35 | Douglas County PUD #1 | Wind | 0 | 0 | 0 | 0 | 0 | 0 | 0 | 0 | 0 | 0%
2021 | WA | 35 | Douglas County PUD #1 | Market | 9330 | 0 | 9330 | 0 | 1046010 | 0 | 1055340 | 0 | 1055340 | 84.5%
2021 | WA | 38 | Eatonville Electric Department | Biogas | 0 | 0 | 0 | 0 | 0 | 0 | 0 | 0 | 0 | 0%
2021 | WA | 38 | Eatonville Electric Department | Biomass | 0 | 0 | 0 | 0 | 0 | 0 | 0 | 0 | 0 | 0%
2021 | WA | 38 | Eatonville Electric Department | Coal | 0 | 0 | 0 | 0 | 0 | 0 | 0 | 0 | 0 | 0%
2021 | WA | 38 | Eatonville Electric Department | Geothermal | 0 | 0 | 0 | 0 | 0 | 0 | 0 | 0 | 0 | 0%
2021 | WA | 38 | Eatonville Electric Department | Hydro | 0 | 24351 | 24351 | 0 | 0 | 0 | 0 | 24351 | 24351 | 84.51%
2021 | WA | 38 | Eatonville Electric Department | Natural Gas | 0 | 0 | 0 | 0 | 0 | 0 | 0 | 0 | 0 | 0%
2021 | WA | 38 | Eatonville Electric Department | Nuclear | 0 | 3138 | 3138 | 0 | 0 | 0 | 0 | 3138 | 3138 | 10.89%
2021 | WA | 38 | Eatonville Electric Department | Other Biogenic | 0 | 0 | 0 | 0 | 0 | 0 | 0 | 0 | 0 | 0%
2021 | WA | 38 | Eatonville Electric Department | Other Non-Biogenic | 0 | 0 | 0 | 0 | 0 | 0 | 0 | 0 | 0 | 0%
2021 | WA | 38 | Eatonville Electric Department | Petroleum | 0 | 0 | 0 | 0 | 0 | 0 | 0 | 0 | 0 | 0%
2021 | WA | 38 | Eatonville Electric Department | Solar | 0 | 0 | 0 | 0 | 0 | 0 | 0 | 0 | 0 | 0%
2021 | WA | 38 | Eatonville Electric Department | Unknown | 0 | 0 | 0 | 0 | 0 | 0 | 0 | 0 | 0 | 0%
2021 | WA | 38 | Eatonville Electric Department | Waste | 0 | 0 | 0 | 0 | 0 | 0 | 0 | 0 | 0 | 0%
2021 | WA | 38 | Eatonville Electric Department | Wind | 0 | 0 | 0 | 0 | 0 | 0 | 0 | 0 | 0 | 0%
2021 | WA | 38 | Eatonville Electric Department | Market | 1326 | 0 | 1326 | 0 | 0 | 0 | 1326 | 0 | 1326 | 4.6%
2021 | WA | 39 | Elmhurst Mutual Power & Light | Biogas | 0 | 0 | 0 | 0 | 0 | 0 | 0 | 0 | 0 | 0%
2021 | WA | 39 | Elmhurst Mutual Power & Light | Biomass | 0 | 0 | 0 | 0 | 0 | 0 | 0 | 0 | 0 | 0%
2021 | WA | 39 | Elmhurst Mutual Power & Light | Coal | 0 | 0 | 0 | 0 | 0 | 0 | 0 | 0 | 0 | 0%
2021 | WA | 39 | Elmhurst Mutual Power & Light | Geothermal | 0 | 0 | 0 | 0 | 0 | 0 | 0 | 0 | 0 | 0%
2021 | WA | 39 | Elmhurst Mutual Power & Light | Hydro | 0 | 244423 | 244423 | 0 | 0 | 0 | 0 | 244423 | 244423 | 84.51%
2021 | WA | 39 | Elmhurst Mutual Power & Light | Natural Gas | 0 | 0 | 0 | 0 | 0 | 0 | 0 | 0 | 0 | 0%
2021 | WA | 39 | Elmhurst Mutual Power & Light | Nuclear | 0 | 31500 | 31500 | 0 | 0 | 0 | 0 | 31500 | 31500 | 10.89%
2021 | WA | 39 | Elmhurst Mutual Power & Light | Other Biogenic | 0 | 0 | 0 | 0 | 0 | 0 | 0 | 0 | 0 | 0%
2021 | WA | 39 | Elmhurst Mutual Power & Light | Other Non-Biogenic | 0 | 0 | 0 | 0 | 0 | 0 | 0 | 0 | 0 | 0%
2021 | WA | 39 | Elmhurst Mutual Power & Light | Petroleum | 0 | 0 | 0 | 0 | 0 | 0 | 0 | 0 | 0 | 0%
2021 | WA | 39 | Elmhurst Mutual Power & Light | Solar | 0 | 0 | 0 | 0 | 0 | 0 | 0 | 0 | 0 | 0%
2021 | WA | 39 | Elmhurst Mutual Power & Light | Unknown | 0 | 0 | 0 | 0 | 0 | 0 | 0 | 0 | 0 | 0%
2021 | WA | 39 | Elmhurst Mutual Power & Light | Waste | 0 | 0 | 0 | 0 | 0 | 0 | 0 | 0 | 0 | 0%
2021 | WA | 39 | Elmhurst Mutual Power & Light | Wind | 0 | 0 | 0 | 0 | 0 | 0 | 0 | 0 | 0 | 0%
2021 | WA | 39 | Elmhurst Mutual Power & Light | Market | 13305 | 0 | 13305 | 0 | 0 | 0 | 13305 | 0 | 13305 | 4.6%
2021 | WA | 41 | Ellensburg Electric Division | Biogas | 0 | 0 | 0 | 0 | 0 | 0 | 0 | 0 | 0 | 0%
2021 | WA | 41 | Ellensburg Electric Division | Biomass | 0 | 0 | 0 | 0 | 0 | 0 | 0 | 0 | 0 | 0%
2021 | WA | 41 | Ellensburg Electric Division | Coal | 0 | 0 | 0 | 0 | 0 | 0 | 0 | 0 | 0 | 0%
2021 | WA | 41 | Ellensburg Electric Division | Geothermal | 0 | 0 | 0 | 0 | 0 | 0 | 0 | 0 | 0 | 0%
2021 | WA | 41 | Ellensburg Electric Division | Hydro | 0 | 180054 | 180054 | 0 | 0 | 0 | 0 | 180054 | 180054 | 84.51%
2021 | WA | 41 | Ellensburg Electric Division | Natural Gas | 0 | 0 | 0 | 0 | 0 | 0 | 0 | 0 | 0 | 0%
2021 | WA | 41 | Ellensburg Electric Division | Nuclear | 0 | 23204 | 23204 | 0 | 0 | 0 | 0 | 23204 | 23204 | 10.89%
2021 | WA | 41 | Ellensburg Electric Division | Other Biogenic | 0 | 0 | 0 | 0 | 0 | 0 | 0 | 0 | 0 | 0%
2021 | WA | 41 | Ellensburg Electric Division | Other Non-Biogenic | 0 | 0 | 0 | 0 | 0 | 0 | 0 | 0 | 0 | 0%
2021 | WA | 41 | Ellensburg Electric Division | Petroleum | 0 | 0 | 0 | 0 | 0 | 0 | 0 | 0 | 0 | 0%
2021 | WA | 41 | Ellensburg Electric Division | Solar | 0 | 0 | 0 | 0 | 0 | 0 | 0 | 0 | 0 | 0%
2021 | WA | 41 | Ellensburg Electric Division | Unknown | 0 | 0 | 0 | 0 | 0 | 0 | 0 | 0 | 0 | 0%
2021 | WA | 41 | Ellensburg Electric Division | Waste | 0 | 0 | 0 | 0 | 0 | 0 | 0 | 0 | 0 | 0%
2021 | WA | 41 | Ellensburg Electric Division | Wind | 0 | 0 | 0 | 0 | 0 | 0 | 0 | 0 | 0 | 0%
2021 | WA | 41 | Ellensburg Electric Division | Market | 9801 | 0 | 9801 | 0 | 0 | 0 | 9801 | 0 | 9801 | 4.6%
2021 | WA | 44 | Ferry County PUD #1 | Biogas | 0 | 0 | 0 | 0 | 0 | 0 | 0 | 0 | 0 | 0%
2021 | WA | 44 | Ferry County PUD #1 | Biomass | 0 | 0 | 0 | 0 | 0 | 0 | 0 | 0 | 0 | 0%
2021 | WA | 44 | Ferry County PUD #1 | Coal | 0 | 0 | 0 | 0 | 0 | 0 | 0 | 0 | 0 | 0%
2021 | WA | 44 | Ferry County PUD #1 | Geothermal | 0 | 0 | 0 | 0 | 0 | 0 | 0 | 0 | 0 | 0%
2021 | WA | 44 | Ferry County PUD #1 | Hydro | 0 | 67519 | 67519 | 0 | 0 | 0 | 0 | 67519 | 67519 | 84.51%
2021 | WA | 44 | Ferry County PUD #1 | Natural Gas | 0 | 0 | 0 | 0 | 0 | 0 | 0 | 0 | 0 | 0%
2021 | WA | 44 | Ferry County PUD #1 | Nuclear | 0 | 8701 | 8701 | 0 | 0 | 0 | 0 | 8701 | 8701 | 10.89%
2021 | WA | 44 | Ferry County PUD #1 | Other Biogenic | 0 | 0 | 0 | 0 | 0 | 0 | 0 | 0 | 0 | 0%
2021 | WA | 44 | Ferry County PUD #1 | Other Non-Biogenic | 0 | 0 | 0 | 0 | 0 | 0 | 0 | 0 | 0 | 0%
2021 | WA | 44 | Ferry County PUD #1 | Petroleum | 0 | 0 | 0 | 0 | 0 | 0 | 0 | 0 | 0 | 0%
2021 | WA | 44 | Ferry County PUD #1 | Solar | 0 | 0 | 0 | 0 | 0 | 0 | 0 | 0 | 0 | 0%
2021 | WA | 44 | Ferry County PUD #1 | Unknown | 0 | 0 | 0 | 0 | 0 | 0 | 0 | 0 | 0 | 0%
2021 | WA | 44 | Ferry County PUD #1 | Waste | 0 | 0 | 0 | 0 | 0 | 0 | 0 | 0 | 0 | 0%
2021 | WA | 44 | Ferry County PUD #1 | Wind | 0 | 0 | 0 | 0 | 0 | 0 | 0 | 0 | 0 | 0%
2021 | WA | 44 | Ferry County PUD #1 | Market | 3675 | 0 | 3675 | 0 | 0 | 0 | 3675 | 0 | 3675 | 4.6%
2021 | WA | 46 | Franklin County PUD #1 | Biogas | 0 | 0 | 0 | 0 | 0 | 0 | 0 | 0 | 0 | 0%
2021 | WA | 46 | Franklin County PUD #1 | Biomass | 0 | 0 | 0 | 0 | 0 | 0 | 0 | 0 | 0 | 0%
2021 | WA | 46 | Franklin County PUD #1 | Coal | 0 | 0 | 0 | 0 | 0 | 0 | 0 | 0 | 0 | 0%
2021 | WA | 46 | Franklin County PUD #1 | Geothermal | 0 | 0 | 0 | 0 | 0 | 0 | 0 | 0 | 0 | 0%
2021 | WA | 46 | Franklin County PUD #1 | Hydro | 0 | 852753 | 852753 | 0 | 0 | 11867 | 0 | 864620 | 864620 | 76.23%
2021 | WA | 46 | Franklin County PUD #1 | Natural Gas | 0 | 0 | 0 | 0 | 0 | 39357 | 0 | 39357 | 39357 | 3.47%
2021 | WA | 46 | Franklin County PUD #1 | Nuclear | 0 | 109897 | 109897 | 0 | 0 | 0 | 0 | 109897 | 109897 | 9.69%
2021 | WA | 46 | Franklin County PUD #1 | Other Biogenic | 0 | 0 | 0 | 0 | 0 | 0 | 0 | 0 | 0 | 0%
2021 | WA | 46 | Franklin County PUD #1 | Other Non-Biogenic | 0 | 0 | 0 | 0 | 0 | 0 | 0 | 0 | 0 | 0%
2021 | WA | 46 | Franklin County PUD #1 | Petroleum | 0 | 0 | 0 | 0 | 0 | 0 | 0 | 0 | 0 | 0%
2021 | WA | 46 | Franklin County PUD #1 | Solar | 0 | 0 | 0 | 0 | 0 | 0 | 0 | 0 | 0 | 0%
2021 | WA | 46 | Franklin County PUD #1 | Unknown | 0 | 0 | 0 | 0 | 0 | 0 | 0 | 0 | 0 | 0%
2021 | WA | 46 | Franklin County PUD #1 | Waste | 0 | 0 | 0 | 0 | 0 | 0 | 0 | 0 | 0 | 0%
2021 | WA | 46 | Franklin County PUD #1 | Wind | 0 | 0 | 0 | 0 | 0 | 24501 | 0 | 24501 | 24501 | 2.16%
2021 | WA | 46 | Franklin County PUD #1 | Market | 46418 | 0 | 46418 | 0 | 49459 | 0 | 95877 | 0 | 95877 | 8.45%
2021 | WA | 47 | Grays Harbor County PUD #1 | Biogas | 0 | 0 | 0 | 0 | 0 | 0 | 0 | 0 | 0 | 0%
2021 | WA | 47 | Grays Harbor County PUD #1 | Biomass | 0 | 0 | 0 | 0 | 0 | 0 | 0 | 0 | 0 | 0%
2021 | WA | 47 | Grays Harbor County PUD #1 | Coal | 0 | 0 | 0 | 0 | 0 | 0 | 0 | 0 | 0 | 0%
2021 | WA | 47 | Grays Harbor County PUD #1 | Geothermal | 0 | 0 | 0 | 0 | 0 | 0 | 0 | 0 | 0 | 0%
2021 | WA | 47 | Grays Harbor County PUD #1 | Hydro | 0 | 919962 | 919962 | 0 | 0 | 0 | 0 | 919962 | 919962 | 78.82%
2021 | WA | 47 | Grays Harbor County PUD #1 | Natural Gas | 0 | 0 | 0 | 0 | 0 | 29572 | 0 | 29572 | 29572 | 2.53%
2021 | WA | 47 | Grays Harbor County PUD #1 | Nuclear | 0 | 118559 | 118559 | 0 | 0 | 0 | 0 | 118559 | 118559 | 10.16%
2021 | WA | 47 | Grays Harbor County PUD #1 | Other Biogenic | 0 | 0 | 0 | 0 | 0 | 0 | 0 | 0 | 0 | 0%
2021 | WA | 47 | Grays Harbor County PUD #1 | Other Non-Biogenic | 0 | 0 | 0 | 0 | 0 | 0 | 0 | 0 | 0 | 0%
2021 | WA | 47 | Grays Harbor County PUD #1 | Petroleum | 0 | 0 | 0 | 0 | 0 | 0 | 0 | 0 | 0 | 0%
2021 | WA | 47 | Grays Harbor County PUD #1 | Solar | 0 | 0 | 0 | 0 | 0 | 0 | 0 | 0 | 0 | 0%
2021 | WA | 47 | Grays Harbor County PUD #1 | Unknown | 0 | 0 | 0 | 0 | 0 | 0 | 0 | 0 | 0 | 0%
2021 | WA | 47 | Grays Harbor County PUD #1 | Waste | 0 | 0 | 0 | 0 | 0 | 0 | 0 | 0 | 0 | 0%
2021 | WA | 47 | Grays Harbor County PUD #1 | Wind | 0 | 0 | 0 | 0 | 0 | 48988 | 0 | 48988 | 48988 | 4.2%
2021 | WA | 47 | Grays Harbor County PUD #1 | Market | 50077 | 0 | 50077 | 0 | 0 | 0 | 50077 | 0 | 50077 | 4.29%
2021 | WA | 48 | Inland Power & Light | Biogas | 0 | 0 | 0 | 0 | 0 | 0 | 0 | 0 | 0 | 0%
2021 | WA | 48 | Inland Power & Light | Biomass | 0 | 0 | 0 | 0 | 0 | 0 | 0 | 0 | 0 | 0%
2021 | WA | 48 | Inland Power & Light | Coal | 0 | 0 | 0 | 0 | 0 | 0 | 0 | 0 | 0 | 0%
2021 | WA | 48 | Inland Power & Light | Geothermal | 0 | 0 | 0 | 0 | 0 | 0 | 0 | 0 | 0 | 0%
2021 | WA | 48 | Inland Power & Light | Hydro | 0 | 867990 | 867990 | 0 | 0 | 0 | 0 | 867990 | 867990 | 77.71%
2021 | WA | 48 | Inland Power & Light | Natural Gas | 0 | 0 | 0 | 0 | 0 | 0 | 0 | 0 | 0 | 0%
2021 | WA | 48 | Inland Power & Light | Nuclear | 0 | 111861 | 111861 | 0 | 0 | 0 | 0 | 111861 | 111861 | 10.01%
2021 | WA | 48 | Inland Power & Light | Other Biogenic | 0 | 0 | 0 | 0 | 0 | 0 | 0 | 0 | 0 | 0%
2021 | WA | 48 | Inland Power & Light | Other Non-Biogenic | 0 | 0 | 0 | 0 | 0 | 0 | 0 | 0 | 0 | 0%
2021 | WA | 48 | Inland Power & Light | Petroleum | 0 | 0 | 0 | 0 | 0 | 0 | 0 | 0 | 0 | 0%
2021 | WA | 48 | Inland Power & Light | Solar | 0 | 0 | 0 | 0 | 0 | 0 | 0 | 0 | 0 | 0%
2021 | WA | 48 | Inland Power & Light | Unknown | 0 | 0 | 0 | 0 | 0 | 0 | 0 | 0 | 0 | 0%
2021 | WA | 48 | Inland Power & Light | Waste | 0 | 0 | 0 | 0 | 0 | 0 | 0 | 0 | 0 | 0%
2021 | WA | 48 | Inland Power & Light | Wind | 0 | 0 | 0 | 0 | 0 | 0 | 0 | 0 | 0 | 0%
2021 | WA | 48 | Inland Power & Light | Market | 47248 | 0 | 47248 | 0 | 89963 | 0 | 137211 | 0 | 137211 | 12.28%
2021 | WA | 52 | Klickitat County PUD #1 | Biogas | 0 | 0 | 0 | 0 | 0 | 0 | 0 | 0 | 0 | 0%
2021 | WA | 52 | Klickitat County PUD #1 | Biomass | 0 | 0 | 0 | 0 | 0 | 0 | 0 | 0 | 0 | 0%
2021 | WA | 52 | Klickitat County PUD #1 | Coal | 0 | 0 | 0 | 0 | 0 | 0 | 0 | 0 | 0 | 0%
2021 | WA | 52 | Klickitat County PUD #1 | Geothermal | 0 | 0 | 0 | 0 | 0 | 0 | 0 | 0 | 0 | 0%
2021 | WA | 52 | Klickitat County PUD #1 | Hydro | 0 | 333366 | 333366 | 0 | 0 | 42076 | 0 | 375442 | 375442 | 73.46%
2021 | WA | 52 | Klickitat County PUD #1 | Natural Gas | 0 | 0 | 0 | 0 | 0 | 0 | 0 | 0 | 0 | 0%
2021 | WA | 52 | Klickitat County PUD #1 | Nuclear | 0 | 42962 | 42962 | 0 | 0 | 0 | 0 | 42962 | 42962 | 8.41%
2021 | WA | 52 | Klickitat County PUD #1 | Other Biogenic | 0 | 0 | 0 | 0 | 0 | 0 | 0 | 0 | 0 | 0%
2021 | WA | 52 | Klickitat County PUD #1 | Other Non-Biogenic | 0 | 0 | 0 | 0 | 0 | 0 | 0 | 0 | 0 | 0%
2021 | WA | 52 | Klickitat County PUD #1 | Petroleum | 0 | 0 | 0 | 0 | 0 | 0 | 0 | 0 | 0 | 0%
2021 | WA | 52 | Klickitat County PUD #1 | Solar | 0 | 0 | 0 | 0 | 0 | 0 | 0 | 0 | 0 | 0%
2021 | WA | 52 | Klickitat County PUD #1 | Unknown | 0 | 0 | 0 | 0 | 0 | 0 | 0 | 0 | 0 | 0%
2021 | WA | 52 | Klickitat County PUD #1 | Waste | 0 | 0 | 0 | 0 | 0 | 0 | 0 | 0 | 0 | 0%
2021 | WA | 52 | Klickitat County PUD #1 | Wind | 0 | 0 | 0 | 0 | 0 | 0 | 0 | 0 | 0 | 0%
2021 | WA | 52 | Klickitat County PUD #1 | Market | 18146 | 0 | 18146 | 0 | 74498 | 0 | 92644 | 0 | 92644 | 18.13%
2021 | WA | 54 | Lakeview Light & Power | Biogas | 0 | 0 | 0 | 0 | 0 | 0 | 0 | 0 | 0 | 0%
2021 | WA | 54 | Lakeview Light & Power | Biomass | 0 | 0 | 0 | 0 | 0 | 0 | 0 | 0 | 0 | 0%
2021 | WA | 54 | Lakeview Light & Power | Coal | 0 | 0 | 0 | 0 | 0 | 0 | 0 | 0 | 0 | 0%
2021 | WA | 54 | Lakeview Light & Power | Geothermal | 0 | 0 | 0 | 0 | 0 | 0 | 0 | 0 | 0 | 0%
2021 | WA | 54 | Lakeview Light & Power | Hydro | 0 | 222037 | 222037 | 0 | 0 | 0 | 0 | 222037 | 222037 | 84.51%
2021 | WA | 54 | Lakeview Light & Power | Natural Gas | 0 | 0 | 0 | 0 | 0 | 0 | 0 | 0 | 0 | 0%
2021 | WA | 54 | Lakeview Light & Power | Nuclear | 0 | 28615 | 28615 | 0 | 0 | 0 | 0 | 28615 | 28615 | 10.89%
2021 | WA | 54 | Lakeview Light & Power | Other Biogenic | 0 | 0 | 0 | 0 | 0 | 0 | 0 | 0 | 0 | 0%
2021 | WA | 54 | Lakeview Light & Power | Other Non-Biogenic | 0 | 0 | 0 | 0 | 0 | 0 | 0 | 0 | 0 | 0%
2021 | WA | 54 | Lakeview Light & Power | Petroleum | 0 | 0 | 0 | 0 | 0 | 0 | 0 | 0 | 0 | 0%
2021 | WA | 54 | Lakeview Light & Power | Solar | 0 | 0 | 0 | 0 | 0 | 0 | 0 | 0 | 0 | 0%
2021 | WA | 54 | Lakeview Light & Power | Unknown | 0 | 0 | 0 | 0 | 0 | 0 | 0 | 0 | 0 | 0%
2021 | WA | 54 | Lakeview Light & Power | Waste | 0 | 0 | 0 | 0 | 0 | 0 | 0 | 0 | 0 | 0%
2021 | WA | 54 | Lakeview Light & Power | Wind | 0 | 0 | 0 | 0 | 0 | 0 | 0 | 0 | 0 | 0%
2021 | WA | 54 | Lakeview Light & Power | Market | 12086 | 0 | 12086 | 0 | 0 | 0 | 12086 | 0 | 12086 | 4.6%
2021 | WA | 56 | Lewis County PUD #1 | Biogas | 0 | 0 | 0 | 0 | 0 | 0 | 0 | 0 | 0 | 0%
2021 | WA | 56 | Lewis County PUD #1 | Biomass | 0 | 0 | 0 | 0 | 0 | 0 | 0 | 0 | 0 | 0%
2021 | WA | 56 | Lewis County PUD #1 | Coal | 0 | 0 | 0 | 0 | 0 | 0 | 0 | 0 | 0 | 0%
2021 | WA | 56 | Lewis County PUD #1 | Geothermal | 0 | 0 | 0 | 0 | 0 | 0 | 0 | 0 | 0 | 0%
2021 | WA | 56 | Lewis County PUD #1 | Hydro | 0 | 745660 | 745660 | 0 | 0 | 4221 | 0 | 749881 | 749881 | 78.03%
2021 | WA | 56 | Lewis County PUD #1 | Natural Gas | 0 | 0 | 0 | 0 | 0 | 0 | 0 | 0 | 0 | 0%
2021 | WA | 56 | Lewis County PUD #1 | Nuclear | 0 | 96096 | 96096 | 0 | 0 | 0 | 0 | 96096 | 96096 | 10%
2021 | WA | 56 | Lewis County PUD #1 | Other Biogenic | 0 | 0 | 0 | 0 | 0 | 0 | 0 | 0 | 0 | 0%
2021 | WA | 56 | Lewis County PUD #1 | Other Non-Biogenic | 0 | 0 | 0 | 0 | 0 | 0 | 0 | 0 | 0 | 0%
2021 | WA | 56 | Lewis County PUD #1 | Petroleum | 0 | 0 | 0 | 0 | 0 | 0 | 0 | 0 | 0 | 0%
2021 | WA | 56 | Lewis County PUD #1 | Solar | 0 | 0 | 0 | 0 | 0 | 0 | 0 | 0 | 0 | 0%
2021 | WA | 56 | Lewis County PUD #1 | Unknown | 0 | 0 | 0 | 0 | 0 | 0 | 0 | 0 | 0 | 0%
2021 | WA | 56 | Lewis County PUD #1 | Waste | 0 | 0 | 0 | 0 | 0 | 0 | 0 | 0 | 0 | 0%
2021 | WA | 56 | Lewis County PUD #1 | Wind | 0 | 0 | 0 | 0 | 0 | 11677 | 0 | 11677 | 11677 | 1.21%
2021 | WA | 56 | Lewis County PUD #1 | Market | 40589 | 0 | 40589 | 0 | 62847 | 0 | 103436 | 0 | 103436 | 10.76%
2021 | WA | 59 | McCleary Light & Power | Biogas | 0 | 0 | 0 | 0 | 0 | 0 | 0 | 0 | 0 | 0%
2021 | WA | 59 | McCleary Light & Power | Biomass | 0 | 0 | 0 | 0 | 0 | 0 | 0 | 0 | 0 | 0%
2021 | WA | 59 | McCleary Light & Power | Coal | 0 | 0 | 0 | 0 | 0 | 0 | 0 | 0 | 0 | 0%
2021 | WA | 59 | McCleary Light & Power | Geothermal | 0 | 0 | 0 | 0 | 0 | 0 | 0 | 0 | 0 | 0%
2021 | WA | 59 | McCleary Light & Power | Hydro | 0 | 27373 | 27373 | 0 | 0 | 0 | 0 | 27373 | 27373 | 84.51%
2021 | WA | 59 | McCleary Light & Power | Natural Gas | 0 | 0 | 0 | 0 | 0 | 0 | 0 | 0 | 0 | 0%
2021 | WA | 59 | McCleary Light & Power | Nuclear | 0 | 3528 | 3528 | 0 | 0 | 0 | 0 | 3528 | 3528 | 10.89%
2021 | WA | 59 | McCleary Light & Power | Other Biogenic | 0 | 0 | 0 | 0 | 0 | 0 | 0 | 0 | 0 | 0%
2021 | WA | 59 | McCleary Light & Power | Other Non-Biogenic | 0 | 0 | 0 | 0 | 0 | 0 | 0 | 0 | 0 | 0%
2021 | WA | 59 | McCleary Light & Power | Petroleum | 0 | 0 | 0 | 0 | 0 | 0 | 0 | 0 | 0 | 0%
2021 | WA | 59 | McCleary Light & Power | Solar | 0 | 0 | 0 | 0 | 0 | 0 | 0 | 0 | 0 | 0%
2021 | WA | 59 | McCleary Light & Power | Unknown | 0 | 0 | 0 | 0 | 0 | 0 | 0 | 0 | 0 | 0%
2021 | WA | 59 | McCleary Light & Power | Waste | 0 | 0 | 0 | 0 | 0 | 0 | 0 | 0 | 0 | 0%
2021 | WA | 59 | McCleary Light & Power | Wind | 0 | 0 | 0 | 0 | 0 | 0 | 0 | 0 | 0 | 0%
2021 | WA | 59 | McCleary Light & Power | Market | 1490 | 0 | 1490 | 0 | 0 | 0 | 1490 | 0 | 1490 | 4.6%
2021 | WA | 63 | Milton Electric Division | Biogas | 0 | 0 | 0 | 0 | 0 | 0 | 0 | 0 | 0 | 0%
2021 | WA | 63 | Milton Electric Division | Biomass | 0 | 0 | 0 | 0 | 0 | 0 | 0 | 0 | 0 | 0%
2021 | WA | 63 | Milton Electric Division | Coal | 0 | 0 | 0 | 0 | 0 | 0 | 0 | 0 | 0 | 0%
2021 | WA | 63 | Milton Electric Division | Geothermal | 0 | 0 | 0 | 0 | 0 | 0 | 0 | 0 | 0 | 0%
2021 | WA | 63 | Milton Electric Division | Hydro | 0 | 49107 | 49107 | 0 | 0 | 0 | 0 | 49107 | 49107 | 84.51%
2021 | WA | 63 | Milton Electric Division | Natural Gas | 0 | 0 | 0 | 0 | 0 | 0 | 0 | 0 | 0 | 0%
2021 | WA | 63 | Milton Electric Division | Nuclear | 0 | 6329 | 6329 | 0 | 0 | 0 | 0 | 6329 | 6329 | 10.89%
2021 | WA | 63 | Milton Electric Division | Other Biogenic | 0 | 0 | 0 | 0 | 0 | 0 | 0 | 0 | 0 | 0%
2021 | WA | 63 | Milton Electric Division | Other Non-Biogenic | 0 | 0 | 0 | 0 | 0 | 0 | 0 | 0 | 0 | 0%
2021 | WA | 63 | Milton Electric Division | Petroleum | 0 | 0 | 0 | 0 | 0 | 0 | 0 | 0 | 0 | 0%
2021 | WA | 63 | Milton Electric Division | Solar | 0 | 0 | 0 | 0 | 0 | 0 | 0 | 0 | 0 | 0%
2021 | WA | 63 | Milton Electric Division | Unknown | 0 | 0 | 0 | 0 | 0 | 0 | 0 | 0 | 0 | 0%
2021 | WA | 63 | Milton Electric Division | Waste | 0 | 0 | 0 | 0 | 0 | 0 | 0 | 0 | 0 | 0%
2021 | WA | 63 | Milton Electric Division | Wind | 0 | 0 | 0 | 0 | 0 | 0 | 0 | 0 | 0 | 0%
2021 | WA | 63 | Milton Electric Division | Market | 2673 | 0 | 2673 | 0 | 0 | 0 | 2673 | 0 | 2673 | 4.6%
2021 | WA | 64 | Modern Electric Water Company | Biogas | 0 | 0 | 0 | 0 | 0 | 0 | 0 | 0 | 0 | 0%
2021 | WA | 64 | Modern Electric Water Company | Biomass | 0 | 0 | 0 | 0 | 0 | 0 | 0 | 0 | 0 | 0%
2021 | WA | 64 | Modern Electric Water Company | Coal | 0 | 0 | 0 | 0 | 0 | 0 | 0 | 0 | 0 | 0%
2021 | WA | 64 | Modern Electric Water Company | Geothermal | 0 | 0 | 0 | 0 | 0 | 0 | 0 | 0 | 0 | 0%
2021 | WA | 64 | Modern Electric Water Company | Hydro | 0 | 201964 | 201964 | 0 | 0 | 0 | 0 | 201964 | 201964 | 84.51%
2021 | WA | 64 | Modern Electric Water Company | Natural Gas | 0 | 0 | 0 | 0 | 0 | 0 | 0 | 0 | 0 | 0%
2021 | WA | 64 | Modern Electric Water Company | Nuclear | 0 | 26028 | 26028 | 0 | 0 | 0 | 0 | 26028 | 26028 | 10.89%
2021 | WA | 64 | Modern Electric Water Company | Other Biogenic | 0 | 0 | 0 | 0 | 0 | 0 | 0 | 0 | 0 | 0%
2021 | WA | 64 | Modern Electric Water Company | Other Non-Biogenic | 0 | 0 | 0 | 0 | 0 | 0 | 0 | 0 | 0 | 0%
2021 | WA | 64 | Modern Electric Water Company | Petroleum | 0 | 0 | 0 | 0 | 0 | 0 | 0 | 0 | 0 | 0%
2021 | WA | 64 | Modern Electric Water Company | Solar | 0 | 0 | 0 | 0 | 0 | 0 | 0 | 0 | 0 | 0%
2021 | WA | 64 | Modern Electric Water Company | Unknown | 0 | 0 | 0 | 0 | 0 | 0 | 0 | 0 | 0 | 0%
2021 | WA | 64 | Modern Electric Water Company | Waste | 0 | 0 | 0 | 0 | 0 | 0 | 0 | 0 | 0 | 0%
2021 | WA | 64 | Modern Electric Water Company | Wind | 0 | 0 | 0 | 0 | 0 | 0 | 0 | 0 | 0 | 0%
2021 | WA | 64 | Modern Electric Water Company | Market | 10994 | 0 | 10994 | 0 | 0 | 0 | 10994 | 0 | 10994 | 4.6%
2021 | WA | 66 | Nespelem Valley Elec Coop | Biogas | 0 | 0 | 0 | 0 | 0 | 0 | 0 | 0 | 0 | 0%
2021 | WA | 66 | Nespelem Valley Elec Coop | Biomass | 0 | 0 | 0 | 0 | 0 | 0 | 0 | 0 | 0 | 0%
2021 | WA | 66 | Nespelem Valley Elec Coop | Coal | 0 | 0 | 0 | 0 | 0 | 0 | 0 | 0 | 0 | 0%
2021 | WA | 66 | Nespelem Valley Elec Coop | Geothermal | 0 | 0 | 0 | 0 | 0 | 0 | 0 | 0 | 0 | 0%
2021 | WA | 66 | Nespelem Valley Elec Coop | Hydro | 0 | 60723 | 60723 | 0 | 0 | 0 | 0 | 60723 | 60723 | 84.51%
2021 | WA | 66 | Nespelem Valley Elec Coop | Natural Gas | 0 | 0 | 0 | 0 | 0 | 0 | 0 | 0 | 0 | 0%
2021 | WA | 66 | Nespelem Valley Elec Coop | Nuclear | 0 | 7826 | 7826 | 0 | 0 | 0 | 0 | 7826 | 7826 | 10.89%
2021 | WA | 66 | Nespelem Valley Elec Coop | Other Biogenic | 0 | 0 | 0 | 0 | 0 | 0 | 0 | 0 | 0 | 0%
2021 | WA | 66 | Nespelem Valley Elec Coop | Other Non-Biogenic | 0 | 0 | 0 | 0 | 0 | 0 | 0 | 0 | 0 | 0%
2021 | WA | 66 | Nespelem Valley Elec Coop | Petroleum | 0 | 0 | 0 | 0 | 0 | 0 | 0 | 0 | 0 | 0%
2021 | WA | 66 | Nespelem Valley Elec Coop | Solar | 0 | 0 | 0 | 0 | 0 | 0 | 0 | 0 | 0 | 0%
2021 | WA | 66 | Nespelem Valley Elec Coop | Unknown | 0 | 0 | 0 | 0 | 0 | 0 | 0 | 0 | 0 | 0%
2021 | WA | 66 | Nespelem Valley Elec Coop | Waste | 0 | 0 | 0 | 0 | 0 | 0 | 0 | 0 | 0 | 0%
2021 | WA | 66 | Nespelem Valley Elec Coop | Wind | 0 | 0 | 0 | 0 | 0 | 0 | 0 | 0 | 0 | 0%
2021 | WA | 66 | Nespelem Valley Elec Coop | Market | 3305 | 0 | 3305 | 0 | 0 | 0 | 3305 | 0 | 3305 | 4.6%
2021 | WA | 69 | Northern Lights (WA) | Biogas | 0 | 0 | 0 | 0 | 0 | 0 | 0 | 0 | 0 | 0%
2021 | WA | 69 | Northern Lights (WA) | Biomass | 0 | 0 | 0 | 0 | 0 | 0 | 0 | 0 | 0 | 0%
2021 | WA | 69 | Northern Lights (WA) | Coal | 0 | 0 | 0 | 0 | 0 | 0 | 0 | 0 | 0 | 0%
2021 | WA | 69 | Northern Lights (WA) | Geothermal | 0 | 0 | 0 | 0 | 0 | 0 | 0 | 0 | 0 | 0%
2021 | WA | 69 | Northern Lights (WA) | Hydro | 0 | 99 | 99 | 0 | 0 | 0 | 0 | 99 | 99 | 83.63%
2021 | WA | 69 | Northern Lights (WA) | Natural Gas | 0 | 0 | 0 | 0 | 0 | 0 | 0 | 0 | 0 | 0%
2021 | WA | 69 | Northern Lights (WA) | Nuclear | 0 | 13 | 13 | 0 | 0 | 0 | 0 | 13 | 13 | 10.78%
2021 | WA | 69 | Northern Lights (WA) | Other Biogenic | 0 | 0 | 0 | 0 | 0 | 0 | 0 | 0 | 0 | 0%
2021 | WA | 69 | Northern Lights (WA) | Other Non-Biogenic | 0 | 0 | 0 | 0 | 0 | 0 | 0 | 0 | 0 | 0%
2021 | WA | 69 | Northern Lights (WA) | Petroleum | 0 | 0 | 0 | 0 | 0 | 0 | 0 | 0 | 0 | 0%
2021 | WA | 69 | Northern Lights (WA) | Solar | 0 | 0 | 0 | 0 | 0 | 0 | 0 | 0 | 0 | 0%
2021 | WA | 69 | Northern Lights (WA) | Unknown | 0 | 0 | 0 | 0 | 0 | 0 | 0 | 0 | 0 | 0%
2021 | WA | 69 | Northern Lights (WA) | Waste | 0 | 0 | 0 | 0 | 0 | 0 | 0 | 0 | 0 | 0%
2021 | WA | 69 | Northern Lights (WA) | Wind | 0 | 0 | 0 | 0 | 0 | 0 | 0 | 0 | 0 | 0%
2021 | WA | 69 | Northern Lights (WA) | Market | 5 | 0 | 5 | 0 | 1 | 0 | 7 | 0 | 7 | 5.59%
2021 | WA | 71 | Ohop Mutual Light | Biogas | 0 | 0 | 0 | 0 | 0 | 0 | 0 | 0 | 0 | 0%
2021 | WA | 71 | Ohop Mutual Light | Biomass | 0 | 0 | 0 | 0 | 0 | 0 | 0 | 0 | 0 | 0%
2021 | WA | 71 | Ohop Mutual Light | Coal | 0 | 0 | 0 | 0 | 0 | 0 | 0 | 0 | 0 | 0%
2021 | WA | 71 | Ohop Mutual Light | Geothermal | 0 | 0 | 0 | 0 | 0 | 0 | 0 | 0 | 0 | 0%
2021 | WA | 71 | Ohop Mutual Light | Hydro | 0 | 79445 | 79445 | 0 | 0 | 0 | 0 | 79445 | 79445 | 84.51%
2021 | WA | 71 | Ohop Mutual Light | Natural Gas | 0 | 0 | 0 | 0 | 0 | 0 | 0 | 0 | 0 | 0%
2021 | WA | 71 | Ohop Mutual Light | Nuclear | 0 | 10238 | 10238 | 0 | 0 | 0 | 0 | 10238 | 10238 | 10.89%
2021 | WA | 71 | Ohop Mutual Light | Other Biogenic | 0 | 0 | 0 | 0 | 0 | 0 | 0 | 0 | 0 | 0%
2021 | WA | 71 | Ohop Mutual Light | Other Non-Biogenic | 0 | 0 | 0 | 0 | 0 | 0 | 0 | 0 | 0 | 0%
2021 | WA | 71 | Ohop Mutual Light | Petroleum | 0 | 0 | 0 | 0 | 0 | 0 | 0 | 0 | 0 | 0%
2021 | WA | 71 | Ohop Mutual Light | Solar | 0 | 0 | 0 | 0 | 0 | 0 | 0 | 0 | 0 | 0%
2021 | WA | 71 | Ohop Mutual Light | Unknown | 0 | 0 | 0 | 0 | 0 | 0 | 0 | 0 | 0 | 0%
2021 | WA | 71 | Ohop Mutual Light | Waste | 0 | 0 | 0 | 0 | 0 | 0 | 0 | 0 | 0 | 0%
2021 | WA | 71 | Ohop Mutual Light | Wind | 0 | 0 | 0 | 0 | 0 | 0 | 0 | 0 | 0 | 0%
2021 | WA | 71 | Ohop Mutual Light | Market | 4324 | 0 | 4324 | 0 | 0 | 0 | 4324 | 0 | 4324 | 4.6%
2021 | WA | 72 | Okanogan County PUD #1 | Biogas | 0 | 0 | 0 | 0 | 0 | 0 | 0 | 0 | 0 | 0%
2021 | WA | 72 | Okanogan County PUD #1 | Biomass | 0 | 0 | 0 | 0 | 0 | 0 | 0 | 0 | 0 | 0%
2021 | WA | 72 | Okanogan County PUD #1 | Coal | 0 | 0 | 0 | 0 | 0 | 0 | 0 | 0 | 0 | 0%
2021 | WA | 72 | Okanogan County PUD #1 | Geothermal | 0 | 0 | 0 | 0 | 0 | 0 | 0 | 0 | 0 | 0%
2021 | WA | 72 | Okanogan County PUD #1 | Hydro | 0 | 335611 | 335611 | 0 | 0 | 0 | 0 | 335611 | 335611 | 51.05%
2021 | WA | 72 | Okanogan County PUD #1 | Natural Gas | 0 | 0 | 0 | 0 | 0 | 0 | 0 | 0 | 0 | 0%
2021 | WA | 72 | Okanogan County PUD #1 | Nuclear | 0 | 43251 | 43251 | 0 | 0 | 0 | 0 | 43251 | 43251 | 6.58%
2021 | WA | 72 | Okanogan County PUD #1 | Other Biogenic | 0 | 0 | 0 | 0 | 0 | 0 | 0 | 0 | 0 | 0%
2021 | WA | 72 | Okanogan County PUD #1 | Other Non-Biogenic | 0 | 0 | 0 | 0 | 0 | 0 | 0 | 0 | 0 | 0%
2021 | WA | 72 | Okanogan County PUD #1 | Petroleum | 0 | 0 | 0 | 0 | 0 | 0 | 0 | 0 | 0 | 0%
2021 | WA | 72 | Okanogan County PUD #1 | Solar | 0 | 0 | 0 | 0 | 0 | 0 | 0 | 0 | 0 | 0%
2021 | WA | 72 | Okanogan County PUD #1 | Unknown | 0 | 0 | 0 | 0 | 0 | 0 | 0 | 0 | 0 | 0%
2021 | WA | 72 | Okanogan County PUD #1 | Waste | 0 | 0 | 0 | 0 | 0 | 0 | 0 | 0 | 0 | 0%
2021 | WA | 72 | Okanogan County PUD #1 | Wind | 0 | 0 | 0 | 0 | 0 | 1 | 0 | 1 | 1 | 0%
2021 | WA | 72 | Okanogan County PUD #1 | Market | 18268 | 0 | 18268 | 0 | 260243 | 0 | 278511 | 0 | 278511 | 42.37%
2021 | WA | 76 | Pacific County PUD #2 | Biogas | 0 | 0 | 0 | 0 | 0 | 0 | 0 | 0 | 0 | 0%
2021 | WA | 76 | Pacific County PUD #2 | Biomass | 0 | 0 | 0 | 0 | 0 | 0 | 0 | 0 | 0 | 0%
2021 | WA | 76 | Pacific County PUD #2 | Coal | 0 | 0 | 0 | 0 | 0 | 0 | 0 | 0 | 0 | 0%
2021 | WA | 76 | Pacific County PUD #2 | Geothermal | 0 | 0 | 0 | 0 | 0 | 0 | 0 | 0 | 0 | 0%
2021 | WA | 76 | Pacific County PUD #2 | Hydro | 0 | 257114 | 257114 | 0 | 0 | 0 | 0 | 257114 | 257114 | 77.9%
2021 | WA | 76 | Pacific County PUD #2 | Natural Gas | 0 | 0 | 0 | 0 | 0 | 0 | 0 | 0 | 0 | 0%
2021 | WA | 76 | Pacific County PUD #2 | Nuclear | 0 | 33135 | 33135 | 0 | 0 | 0 | 0 | 33135 | 33135 | 10.04%
2021 | WA | 76 | Pacific County PUD #2 | Other Biogenic | 0 | 0 | 0 | 0 | 0 | 0 | 0 | 0 | 0 | 0%
2021 | WA | 76 | Pacific County PUD #2 | Other Non-Biogenic | 0 | 0 | 0 | 0 | 0 | 0 | 0 | 0 | 0 | 0%
2021 | WA | 76 | Pacific County PUD #2 | Petroleum | 0 | 0 | 0 | 0 | 0 | 0 | 0 | 0 | 0 | 0%
2021 | WA | 76 | Pacific County PUD #2 | Solar | 0 | 0 | 0 | 0 | 0 | 0 | 0 | 0 | 0 | 0%
2021 | WA | 76 | Pacific County PUD #2 | Unknown | 0 | 0 | 0 | 0 | 0 | 0 | 0 | 0 | 0 | 0%
2021 | WA | 76 | Pacific County PUD #2 | Waste | 0 | 0 | 0 | 0 | 0 | 0 | 0 | 0 | 0 | 0%
2021 | WA | 76 | Pacific County PUD #2 | Wind | 0 | 0 | 0 | 0 | 0 | 0 | 0 | 0 | 0 | 0%
2021 | WA | 76 | Pacific County PUD #2 | Market | 13996 | 0 | 13996 | 0 | 25820 | 0 | 39816 | 0 | 39816 | 12.06%
2021 | WA | 81 | Parkland Light & Water | Biogas | 0 | 0 | 0 | 0 | 0 | 0 | 0 | 0 | 0 | 0%
2021 | WA | 81 | Parkland Light & Water | Biomass | 0 | 0 | 0 | 0 | 0 | 0 | 0 | 0 | 0 | 0%
2021 | WA | 81 | Parkland Light & Water | Coal | 0 | 0 | 0 | 0 | 0 | 0 | 0 | 0 | 0 | 0%
2021 | WA | 81 | Parkland Light & Water | Geothermal | 0 | 0 | 0 | 0 | 0 | 0 | 0 | 0 | 0 | 0%
2021 | WA | 81 | Parkland Light & Water | Hydro | 0 | 99898 | 99898 | 0 | 0 | 0 | 0 | 99898 | 99898 | 84.51%
2021 | WA | 81 | Parkland Light & Water | Natural Gas | 0 | 0 | 0 | 0 | 0 | 0 | 0 | 0 | 0 | 0%
2021 | WA | 81 | Parkland Light & Water | Nuclear | 0 | 12874 | 12874 | 0 | 0 | 0 | 0 | 12874 | 12874 | 10.89%
2021 | WA | 81 | Parkland Light & Water | Other Biogenic | 0 | 0 | 0 | 0 | 0 | 0 | 0 | 0 | 0 | 0%
2021 | WA | 81 | Parkland Light & Water | Other Non-Biogenic | 0 | 0 | 0 | 0 | 0 | 0 | 0 | 0 | 0 | 0%
2021 | WA | 81 | Parkland Light & Water | Petroleum | 0 | 0 | 0 | 0 | 0 | 0 | 0 | 0 | 0 | 0%
2021 | WA | 81 | Parkland Light & Water | Solar | 0 | 0 | 0 | 0 | 0 | 0 | 0 | 0 | 0 | 0%
2021 | WA | 81 | Parkland Light & Water | Unknown | 0 | 0 | 0 | 0 | 0 | 0 | 0 | 0 | 0 | 0%
2021 | WA | 81 | Parkland Light & Water | Waste | 0 | 0 | 0 | 0 | 0 | 0 | 0 | 0 | 0 | 0%
2021 | WA | 81 | Parkland Light & Water | Wind | 0 | 0 | 0 | 0 | 0 | 0 | 0 | 0 | 0 | 0%
2021 | WA | 81 | Parkland Light & Water | Market | 5438 | 0 | 5438 | 0 | 0 | 0 | 5438 | 0 | 5438 | 4.6%
2021 | WA | 82 | Grant County PUD #2 | Biogas | 0 | 0 | 0 | 0 | 0 | 0 | 0 | 0 | 0 | 0%
2021 | WA | 82 | Grant County PUD #2 | Biomass | 0 | 0 | 0 | 0 | 0 | 0 | 0 | 0 | 0 | 0%
2021 | WA | 82 | Grant County PUD #2 | Coal | 0 | 0 | 0 | 0 | 0 | 0 | 0 | 0 | 0 | 0%
2021 | WA | 82 | Grant County PUD #2 | Geothermal | 0 | 0 | 0 | 0 | 0 | 0 | 0 | 0 | 0 | 0%
2021 | WA | 82 | Grant County PUD #2 | Hydro | 0 | 43500 | 43500 | 0 | 0 | 797831 | 0 | 841331 | 841331 | 17.38%
2021 | WA | 82 | Grant County PUD #2 | Natural Gas | 0 | 0 | 0 | 0 | 0 | 0 | 0 | 0 | 0 | 0%
2021 | WA | 82 | Grant County PUD #2 | Nuclear | 0 | 5606 | 5606 | 0 | 0 | 0 | 0 | 5606 | 5606 | 0.12%
2021 | WA | 82 | Grant County PUD #2 | Other Biogenic | 0 | 0 | 0 | 0 | 0 | 0 | 0 | 0 | 0 | 0%
2021 | WA | 82 | Grant County PUD #2 | Other Non-Biogenic | 0 | 0 | 0 | 0 | 0 | 0 | 0 | 0 | 0 | 0%
2021 | WA | 82 | Grant County PUD #2 | Petroleum | 0 | 0 | 0 | 0 | 0 | 0 | 0 | 0 | 0 | 0%
2021 | WA | 82 | Grant County PUD #2 | Solar | 0 | 0 | 0 | 0 | 0 | 0 | 0 | 0 | 0 | 0%
2021 | WA | 82 | Grant County PUD #2 | Unknown | 0 | 0 | 0 | 0 | 0 | 0 | 0 | 0 | 0 | 0%
2021 | WA | 82 | Grant County PUD #2 | Waste | 0 | 0 | 0 | 0 | 0 | 0 | 0 | 0 | 0 | 0%
2021 | WA | 82 | Grant County PUD #2 | Wind | 0 | 0 | 0 | 0 | 0 | 175 | 0 | 175 | 175 | 0%
2021 | WA | 82 | Grant County PUD #2 | Market | 2368 | 0 | 2368 | 0 | 3991854 | 0 | 3994222 | 0 | 3994222 | 82.5%
2021 | WA | 83 | Pend Oreille County PUD #1 | Biogas | 0 | 0 | 0 | 0 | 0 | 0 | 0 | 0 | 0 | 0%
2021 | WA | 83 | Pend Oreille County PUD #1 | Biomass | 0 | 0 | 0 | 0 | 0 | 0 | 0 | 0 | 0 | 0%
2021 | WA | 83 | Pend Oreille County PUD #1 | Coal | 0 | 0 | 0 | 0 | 0 | 0 | 0 | 0 | 0 | 0%
2021 | WA | 83 | Pend Oreille County PUD #1 | Geothermal | 0 | 0 | 0 | 0 | 0 | 0 | 0 | 0 | 0 | 0%
2021 | WA | 83 | Pend Oreille County PUD #1 | Hydro | 0 | 54513 | 54513 | 0 | 0 | 170307 | 0 | 224820 | 224820 | 74.61%
2021 | WA | 83 | Pend Oreille County PUD #1 | Natural Gas | 0 | 0 | 0 | 0 | 0 | 0 | 0 | 0 | 0 | 0%
2021 | WA | 83 | Pend Oreille County PUD #1 | Nuclear | 0 | 7025 | 7025 | 0 | 0 | 0 | 0 | 7025 | 7025 | 2.33%
2021 | WA | 83 | Pend Oreille County PUD #1 | Other Biogenic | 0 | 0 | 0 | 0 | 0 | 0 | 0 | 0 | 0 | 0%
2021 | WA | 83 | Pend Oreille County PUD #1 | Other Non-Biogenic | 0 | 0 | 0 | 0 | 0 | 0 | 0 | 0 | 0 | 0%
2021 | WA | 83 | Pend Oreille County PUD #1 | Petroleum | 0 | 0 | 0 | 0 | 0 | 0 | 0 | 0 | 0 | 0%
2021 | WA | 83 | Pend Oreille County PUD #1 | Solar | 0 | 0 | 0 | 0 | 0 | 0 | 0 | 0 | 0 | 0%
2021 | WA | 83 | Pend Oreille County PUD #1 | Unknown | 0 | 0 | 0 | 0 | 0 | 0 | 0 | 0 | 0 | 0%
2021 | WA | 83 | Pend Oreille County PUD #1 | Waste | 0 | 0 | 0 | 0 | 0 | 0 | 0 | 0 | 0 | 0%
2021 | WA | 83 | Pend Oreille County PUD #1 | Wind | 0 | 0 | 0 | 0 | 0 | 0 | 0 | 0 | 0 | 0%
2021 | WA | 83 | Pend Oreille County PUD #1 | Market | 2967 | 0 | 2967 | 0 | 66507 | 0 | 69474 | 0 | 69474 | 23.06%
2021 | WA | 84 | Peninsula Light | Biogas | 0 | 0 | 0 | 0 | 0 | 0 | 0 | 0 | 0 | 0%
2021 | WA | 84 | Peninsula Light | Biomass | 0 | 0 | 0 | 0 | 0 | 10000 | 0 | 10000 | 10000 | 1.39%
2021 | WA | 84 | Peninsula Light | Coal | 0 | 0 | 0 | 0 | 0 | 0 | 0 | 0 | 0 | 0%
2021 | WA | 84 | Peninsula Light | Geothermal | 0 | 0 | 0 | 0 | 0 | 0 | 0 | 0 | 0 | 0%
2021 | WA | 84 | Peninsula Light | Hydro | 0 | 537001 | 537001 | 0 | 0 | 8896 | 0 | 545897 | 545897 | 75.6%
2021 | WA | 84 | Peninsula Light | Natural Gas | 0 | 0 | 0 | 0 | 0 | 0 | 0 | 0 | 0 | 0%
2021 | WA | 84 | Peninsula Light | Nuclear | 0 | 69205 | 69205 | 0 | 0 | 0 | 0 | 69205 | 69205 | 9.59%
2021 | WA | 84 | Peninsula Light | Other Biogenic | 0 | 0 | 0 | 0 | 0 | 0 | 0 | 0 | 0 | 0%
2021 | WA | 84 | Peninsula Light | Other Non-Biogenic | 0 | 0 | 0 | 0 | 0 | 0 | 0 | 0 | 0 | 0%
2021 | WA | 84 | Peninsula Light | Petroleum | 0 | 0 | 0 | 0 | 0 | 0 | 0 | 0 | 0 | 0%
2021 | WA | 84 | Peninsula Light | Solar | 0 | 0 | 0 | 0 | 0 | 0 | 0 | 0 | 0 | 0%
2021 | WA | 84 | Peninsula Light | Unknown | 0 | 0 | 0 | 0 | 0 | 0 | 0 | 0 | 0 | 0%
2021 | WA | 84 | Peninsula Light | Waste | 0 | 0 | 0 | 0 | 0 | 0 | 0 | 0 | 0 | 0%
2021 | WA | 84 | Peninsula Light | Wind | 0 | 0 | 0 | 0 | 0 | 67661 | 0 | 67661 | 67661 | 9.37%
2021 | WA | 84 | Peninsula Light | Market | 29231 | 0 | 29231 | 0 | 0 | 0 | 29231 | 0 | 29231 | 4.05%
2021 | WA | 85 | Asotin County PUD #1 | Biogas | 0 | 0 | 0 | 0 | 0 | 0 | 0 | 0 | 0 | 0%
2021 | WA | 85 | Asotin County PUD #1 | Biomass | 0 | 0 | 0 | 0 | 0 | 0 | 0 | 0 | 0 | 0%
2021 | WA | 85 | Asotin County PUD #1 | Coal | 0 | 0 | 0 | 0 | 0 | 0 | 0 | 0 | 0 | 0%
2021 | WA | 85 | Asotin County PUD #1 | Geothermal | 0 | 0 | 0 | 0 | 0 | 0 | 0 | 0 | 0 | 0%
2021 | WA | 85 | Asotin County PUD #1 | Hydro | 0 | 4637 | 4637 | 0 | 0 | 0 | 0 | 4637 | 4637 | 84.51%
2021 | WA | 85 | Asotin County PUD #1 | Natural Gas | 0 | 0 | 0 | 0 | 0 | 0 | 0 | 0 | 0 | 0%
2021 | WA | 85 | Asotin County PUD #1 | Nuclear | 0 | 598 | 598 | 0 | 0 | 0 | 0 | 598 | 598 | 10.89%
2021 | WA | 85 | Asotin County PUD #1 | Other Biogenic | 0 | 0 | 0 | 0 | 0 | 0 | 0 | 0 | 0 | 0%
2021 | WA | 85 | Asotin County PUD #1 | Other Non-Biogenic | 0 | 0 | 0 | 0 | 0 | 0 | 0 | 0 | 0 | 0%
2021 | WA | 85 | Asotin County PUD #1 | Petroleum | 0 | 0 | 0 | 0 | 0 | 0 | 0 | 0 | 0 | 0%
2021 | WA | 85 | Asotin County PUD #1 | Solar | 0 | 0 | 0 | 0 | 0 | 0 | 0 | 0 | 0 | 0%
2021 | WA | 85 | Asotin County PUD #1 | Unknown | 0 | 0 | 0 | 0 | 0 | 0 | 0 | 0 | 0 | 0%
2021 | WA | 85 | Asotin County PUD #1 | Waste | 0 | 0 | 0 | 0 | 0 | 0 | 0 | 0 | 0 | 0%
2021 | WA | 85 | Asotin County PUD #1 | Wind | 0 | 0 | 0 | 0 | 0 | 0 | 0 | 0 | 0 | 0%
2021 | WA | 85 | Asotin County PUD #1 | Market | 252 | 0 | 252 | 0 | 0 | 0 | 252 | 0 | 252 | 4.6%
2021 | WA | 86 | Port Angeles Light Operations | Biogas | 0 | 0 | 0 | 0 | 0 | 0 | 0 | 0 | 0 | 0%
2021 | WA | 86 | Port Angeles Light Operations | Biomass | 0 | 0 | 0 | 0 | 0 | 0 | 0 | 0 | 0 | 0%
2021 | WA | 86 | Port Angeles Light Operations | Coal | 0 | 0 | 0 | 0 | 0 | 0 | 0 | 0 | 0 | 0%
2021 | WA | 86 | Port Angeles Light Operations | Geothermal | 0 | 0 | 0 | 0 | 0 | 0 | 0 | 0 | 0 | 0%
2021 | WA | 86 | Port Angeles Light Operations | Hydro | 0 | 350951 | 350951 | 0 | 0 | 0 | 0 | 350951 | 350951 | 84.51%
2021 | WA | 86 | Port Angeles Light Operations | Natural Gas | 0 | 0 | 0 | 0 | 0 | 0 | 0 | 0 | 0 | 0%
2021 | WA | 86 | Port Angeles Light Operations | Nuclear | 0 | 45228 | 45228 | 0 | 0 | 0 | 0 | 45228 | 45228 | 10.89%
2021 | WA | 86 | Port Angeles Light Operations | Other Biogenic | 0 | 0 | 0 | 0 | 0 | 0 | 0 | 0 | 0 | 0%
2021 | WA | 86 | Port Angeles Light Operations | Other Non-Biogenic | 0 | 0 | 0 | 0 | 0 | 0 | 0 | 0 | 0 | 0%
2021 | WA | 86 | Port Angeles Light Operations | Petroleum | 0 | 0 | 0 | 0 | 0 | 0 | 0 | 0 | 0 | 0%
2021 | WA | 86 | Port Angeles Light Operations | Solar | 0 | 0 | 0 | 0 | 0 | 0 | 0 | 0 | 0 | 0%
2021 | WA | 86 | Port Angeles Light Operations | Unknown | 0 | 0 | 0 | 0 | 0 | 0 | 0 | 0 | 0 | 0%
2021 | WA | 86 | Port Angeles Light Operations | Waste | 0 | 0 | 0 | 0 | 0 | 0 | 0 | 0 | 0 | 0%
2021 | WA | 86 | Port Angeles Light Operations | Wind | 0 | 0 | 0 | 0 | 0 | 0 | 0 | 0 | 0 | 0%
2021 | WA | 86 | Port Angeles Light Operations | Market | 19103 | 0 | 19103 | 0 | 0 | 0 | 19103 | 0 | 19103 | 4.6%
2021 | WA | 88 | Wahkiakum County PUD #1 | Biogas | 0 | 0 | 0 | 0 | 0 | 0 | 0 | 0 | 0 | 0%
2021 | WA | 88 | Wahkiakum County PUD #1 | Biomass | 0 | 0 | 0 | 0 | 0 | 0 | 0 | 0 | 0 | 0%
2021 | WA | 88 | Wahkiakum County PUD #1 | Coal | 0 | 0 | 0 | 0 | 0 | 0 | 0 | 0 | 0 | 0%
2021 | WA | 88 | Wahkiakum County PUD #1 | Geothermal | 0 | 0 | 0 | 0 | 0 | 0 | 0 | 0 | 0 | 0%
2021 | WA | 88 | Wahkiakum County PUD #1 | Hydro | 0 | 39933 | 39933 | 0 | 0 | 0 | 0 | 39933 | 39933 | 84.51%
2021 | WA | 88 | Wahkiakum County PUD #1 | Natural Gas | 0 | 0 | 0 | 0 | 0 | 0 | 0 | 0 | 0 | 0%
2021 | WA | 88 | Wahkiakum County PUD #1 | Nuclear | 0 | 5146 | 5146 | 0 | 0 | 0 | 0 | 5146 | 5146 | 10.89%
2021 | WA | 88 | Wahkiakum County PUD #1 | Other Biogenic | 0 | 0 | 0 | 0 | 0 | 0 | 0 | 0 | 0 | 0%
2021 | WA | 88 | Wahkiakum County PUD #1 | Other Non-Biogenic | 0 | 0 | 0 | 0 | 0 | 0 | 0 | 0 | 0 | 0%
2021 | WA | 88 | Wahkiakum County PUD #1 | Petroleum | 0 | 0 | 0 | 0 | 0 | 0 | 0 | 0 | 0 | 0%
2021 | WA | 88 | Wahkiakum County PUD #1 | Solar | 0 | 0 | 0 | 0 | 0 | 0 | 0 | 0 | 0 | 0%
2021 | WA | 88 | Wahkiakum County PUD #1 | Unknown | 0 | 0 | 0 | 0 | 0 | 0 | 0 | 0 | 0 | 0%
2021 | WA | 88 | Wahkiakum County PUD #1 | Waste | 0 | 0 | 0 | 0 | 0 | 0 | 0 | 0 | 0 | 0%
2021 | WA | 88 | Wahkiakum County PUD #1 | Wind | 0 | 0 | 0 | 0 | 0 | 0 | 0 | 0 | 0 | 0%
2021 | WA | 88 | Wahkiakum County PUD #1 | Market | 2174 | 0 | 2174 | 0 | 0 | 0 | 2174 | 0 | 2174 | 4.6%
2021 | WA | 89 | Mason County PUD #3 | Biogas | 0 | 0 | 0 | 0 | 0 | 0 | 0 | 0 | 0 | 0%
2021 | WA | 89 | Mason County PUD #3 | Biomass | 0 | 0 | 0 | 0 | 0 | 0 | 0 | 0 | 0 | 0%
2021 | WA | 89 | Mason County PUD #3 | Coal | 0 | 0 | 0 | 0 | 0 | 0 | 0 | 0 | 0 | 0%
2021 | WA | 89 | Mason County PUD #3 | Geothermal | 0 | 0 | 0 | 0 | 0 | 0 | 0 | 0 | 0 | 0%
2021 | WA | 89 | Mason County PUD #3 | Hydro | 0 | 584931 | 584931 | 0 | 0 | 8817 | 0 | 593748 | 593748 | 82.7%
2021 | WA | 89 | Mason County PUD #3 | Natural Gas | 0 | 0 | 0 | 0 | 0 | 0 | 0 | 0 | 0 | 0%
2021 | WA | 89 | Mason County PUD #3 | Nuclear | 0 | 75382 | 75382 | 0 | 0 | 0 | 0 | 75382 | 75382 | 10.5%
2021 | WA | 89 | Mason County PUD #3 | Other Biogenic | 0 | 0 | 0 | 0 | 0 | 0 | 0 | 0 | 0 | 0%
2021 | WA | 89 | Mason County PUD #3 | Other Non-Biogenic | 0 | 0 | 0 | 0 | 0 | 0 | 0 | 0 | 0 | 0%
2021 | WA | 89 | Mason County PUD #3 | Petroleum | 0 | 0 | 0 | 0 | 0 | 0 | 0 | 0 | 0 | 0%
2021 | WA | 89 | Mason County PUD #3 | Solar | 0 | 0 | 0 | 0 | 0 | 208 | 0 | 208 | 208 | 0.03%
2021 | WA | 89 | Mason County PUD #3 | Unknown | 0 | 0 | 0 | 0 | 0 | 0 | 0 | 0 | 0 | 0%
2021 | WA | 89 | Mason County PUD #3 | Waste | 0 | 0 | 0 | 0 | 0 | 0 | 0 | 0 | 0 | 0%
2021 | WA | 89 | Mason County PUD #3 | Wind | 0 | 0 | 0 | 0 | 0 | 16798 | 0 | 16798 | 16798 | 2.34%
2021 | WA | 89 | Mason County PUD #3 | Market | 31840 | 0 | 31840 | 0 | 0 | 0 | 31840 | 0 | 31840 | 4.43%
2021 | WA | 90 | Puget Sound Energy | Biogas | 0 | 0 | 0 | 0 | 0 | 15731 | 0 | 15731 | 15731 | 0.07%
2021 | WA | 90 | Puget Sound Energy | Biomass | 0 | 0 | 0 | 0 | 0 | 3700 | 0 | 3700 | 3700 | 0.02%
2021 | WA | 90 | Puget Sound Energy | Coal | 0 | 0 | 0 | 0 | 0 | 5425385 | 0 | 5425385 | 5425385 | 24.5%
2021 | WA | 90 | Puget Sound Energy | Geothermal | 0 | 0 | 0 | 0 | 0 | 5000 | 0 | 5000 | 5000 | 0.02%
2021 | WA | 90 | Puget Sound Energy | Hydro | 0 | 800057 | 800057 | 0 | 0 | 4521807 | 0 | 5321864 | 5321864 | 24.03%
2021 | WA | 90 | Puget Sound Energy | Natural Gas | 0 | 0 | 0 | 0 | 0 | 6752499 | 0 | 6752499 | 6752499 | 30.48%
2021 | WA | 90 | Puget Sound Energy | Nuclear | 0 | 103106 | 103106 | 0 | 0 | 0 | 0 | 103106 | 103106 | 0.47%
2021 | WA | 90 | Puget Sound Energy | Other Biogenic | 0 | 0 | 0 | 0 | 0 | 0 | 0 | 0 | 0 | 0%
2021 | WA | 90 | Puget Sound Energy | Other Non-Biogenic | 0 | 0 | 0 | 0 | 0 | 0 | 0 | 0 | 0 | 0%
2021 | WA | 90 | Puget Sound Energy | Petroleum | 0 | 0 | 0 | 0 | 0 | 11837 | 0 | 11837 | 11837 | 0.05%
2021 | WA | 90 | Puget Sound Energy | Solar | 0 | 0 | 0 | 0 | 0 | 180141 | 0 | 180141 | 180141 | 0.81%
2021 | WA | 90 | Puget Sound Energy | Unknown | 0 | 0 | 0 | 0 | 0 | 0 | 0 | 0 | 0 | 0%
2021 | WA | 90 | Puget Sound Energy | Waste | 0 | 0 | 0 | 0 | 0 | 0 | 0 | 0 | 0 | 0%
2021 | WA | 90 | Puget Sound Energy | Wind | 0 | 0 | 0 | 0 | 0 | 2298268 | 0 | 2298268 | 2298268 | 10.38%
2021 | WA | 90 | Puget Sound Energy | Market | 43550 | 0 | 43550 | 0 | 1986576 | 0 | 2030126 | 0 | 2030126 | 9.17%
2021 | WA | 91 | Richland Energy Services | Biogas | 0 | 0 | 0 | 0 | 0 | 0 | 0 | 0 | 0 | 0%
2021 | WA | 91 | Richland Energy Services | Biomass | 0 | 0 | 0 | 0 | 0 | 0 | 0 | 0 | 0 | 0%
2021 | WA | 91 | Richland Energy Services | Coal | 0 | 0 | 0 | 0 | 0 | 0 | 0 | 0 | 0 | 0%
2021 | WA | 91 | Richland Energy Services | Geothermal | 0 | 0 | 0 | 0 | 0 | 0 | 0 | 0 | 0 | 0%
2021 | WA | 91 | Richland Energy Services | Hydro | 0 | 765180 | 765180 | 0 | 0 | 0 | 0 | 765180 | 765180 | 78.3%
2021 | WA | 91 | Richland Energy Services | Natural Gas | 0 | 0 | 0 | 0 | 0 | 0 | 0 | 0 | 0 | 0%
2021 | WA | 91 | Richland Energy Services | Nuclear | 0 | 98611 | 98611 | 0 | 0 | 0 | 0 | 98611 | 98611 | 10.09%
2021 | WA | 91 | Richland Energy Services | Other Biogenic | 0 | 0 | 0 | 0 | 0 | 0 | 0 | 0 | 0 | 0%
2021 | WA | 91 | Richland Energy Services | Other Non-Biogenic | 0 | 0 | 0 | 0 | 0 | 0 | 0 | 0 | 0 | 0%
2021 | WA | 91 | Richland Energy Services | Petroleum | 0 | 0 | 0 | 0 | 0 | 0 | 0 | 0 | 0 | 0%
2021 | WA | 91 | Richland Energy Services | Solar | 0 | 0 | 0 | 0 | 0 | 6129 | 0 | 6129 | 6129 | 0.63%
2021 | WA | 91 | Richland Energy Services | Unknown | 0 | 0 | 0 | 0 | 0 | 0 | 0 | 0 | 0 | 0%
2021 | WA | 91 | Richland Energy Services | Waste | 0 | 0 | 0 | 0 | 0 | 0 | 0 | 0 | 0 | 0%
2021 | WA | 91 | Richland Energy Services | Wind | 0 | 0 | 0 | 0 | 0 | 0 | 0 | 0 | 0 | 0%
2021 | WA | 91 | Richland Energy Services | Market | 41651 | 0 | 41651 | 0 | 65663 | 0 | 107314 | 0 | 107314 | 10.98%
2021 | WA | 92 | Ruston, Town of | Biogas | 0 | 0 | 0 | 0 | 0 | 27 | 0 | 27 | 27 | 0.28%
2021 | WA | 92 | Ruston, Town of | Biomass | 0 | 0 | 0 | 0 | 0 | 20 | 0 | 20 | 20 | 0.21%
2021 | WA | 92 | Ruston, Town of | Coal | 0 | 0 | 0 | 0 | 0 | 0 | 0 | 0 | 0 | 0%
2021 | WA | 92 | Ruston, Town of | Geothermal | 0 | 0 | 0 | 0 | 0 | 29 | 0 | 29 | 29 | 0.31%
2021 | WA | 92 | Ruston, Town of | Hydro | 0 | 4212 | 4212 | 0 | 0 | 3415 | 0 | 7627 | 7627 | 80.29%
2021 | WA | 92 | Ruston, Town of | Natural Gas | 0 | 0 | 0 | 0 | 0 | 0 | 0 | 0 | 0 | 0%
2021 | WA | 92 | Ruston, Town of | Nuclear | 0 | 543 | 543 | 0 | 0 | 0 | 0 | 543 | 543 | 5.71%
2021 | WA | 92 | Ruston, Town of | Other Biogenic | 0 | 0 | 0 | 0 | 0 | 0 | 0 | 0 | 0 | 0%
2021 | WA | 92 | Ruston, Town of | Other Non-Biogenic | 0 | 0 | 0 | 0 | 0 | 0 | 0 | 0 | 0 | 0%
2021 | WA | 92 | Ruston, Town of | Petroleum | 0 | 0 | 0 | 0 | 0 | 0 | 0 | 0 | 0 | 0%
2021 | WA | 92 | Ruston, Town of | Solar | 0 | 0 | 0 | 0 | 0 | 114 | 0 | 114 | 114 | 1.2%
2021 | WA | 92 | Ruston, Town of | Unknown | 0 | 0 | 0 | 0 | 0 | 0 | 0 | 0 | 0 | 0%
2021 | WA | 92 | Ruston, Town of | Waste | 0 | 0 | 0 | 0 | 0 | 0 | 0 | 0 | 0 | 0%
2021 | WA | 92 | Ruston, Town of | Wind | 0 | 0 | 0 | 0 | 0 | 911 | 0 | 911 | 911 | 9.59%
2021 | WA | 92 | Ruston, Town of | Market | 229 | 0 | 229 | 0 | 0 | 0 | 229 | 0 | 229 | 2.41%
2021 | WA | 95 | Seattle City Light | Biogas | 0 | 0 | 0 | 0 | 0 | 103988 | 0 | 103988 | 103988 | 1.09%
2021 | WA | 95 | Seattle City Light | Biomass | 0 | 0 | 0 | 0 | 0 | 0 | 0 | 0 | 0 | 0%
2021 | WA | 95 | Seattle City Light | Coal | 0 | 0 | 0 | 0 | 0 | 0 | 0 | 0 | 0 | 0%
2021 | WA | 95 | Seattle City Light | Geothermal | 0 | 0 | 0 | 0 | 0 | 0 | 0 | 0 | 0 | 0%
2021 | WA | 95 | Seattle City Light | Hydro | 0 | 3396657 | 3396657 | 0 | 0 | 4796222 | 0 | 8192879 | 8192879 | 86.22%
2021 | WA | 95 | Seattle City Light | Natural Gas | 0 | 0 | 0 | 0 | 0 | 0 | 0 | 0 | 0 | 0%
2021 | WA | 95 | Seattle City Light | Nuclear | 0 | 437739 | 437739 | 0 | 0 | 0 | 0 | 437739 | 437739 | 4.61%
2021 | WA | 95 | Seattle City Light | Other Biogenic | 0 | 0 | 0 | 0 | 0 | 0 | 0 | 0 | 0 | 0%
2021 | WA | 95 | Seattle City Light | Other Non-Biogenic | 0 | 0 | 0 | 0 | 0 | 0 | 0 | 0 | 0 | 0%
2021 | WA | 95 | Seattle City Light | Petroleum | 0 | 0 | 0 | 0 | 0 | 0 | 0 | 0 | 0 | 0%
2021 | WA | 95 | Seattle City Light | Solar | 0 | 0 | 0 | 0 | 0 | 0 | 0 | 0 | 0 | 0%
2021 | WA | 95 | Seattle City Light | Unknown | 0 | 0 | 0 | 0 | 0 | 0 | 0 | 0 | 0 | 0%
2021 | WA | 95 | Seattle City Light | Waste | 0 | 0 | 0 | 0 | 0 | 0 | 0 | 0 | 0 | 0%
2021 | WA | 95 | Seattle City Light | Wind | 0 | 0 | 0 | 0 | 0 | 430108 | 0 | 430108 | 430108 | 4.53%
2021 | WA | 95 | Seattle City Light | Market | 184891 | 0 | 184891 | 0 | 152675 | 0 | 337566 | 0 | 337566 | 3.55%
2021 | WA | 96 | Skamania County PUD #1 | Biogas | 0 | 0 | 0 | 0 | 0 | 0 | 0 | 0 | 0 | 0%
2021 | WA | 96 | Skamania County PUD #1 | Biomass | 0 | 0 | 0 | 0 | 0 | 0 | 0 | 0 | 0 | 0%
2021 | WA | 96 | Skamania County PUD #1 | Coal | 0 | 0 | 0 | 0 | 0 | 0 | 0 | 0 | 0 | 0%
2021 | WA | 96 | Skamania County PUD #1 | Geothermal | 0 | 0 | 0 | 0 | 0 | 0 | 0 | 0 | 0 | 0%
2021 | WA | 96 | Skamania County PUD #1 | Hydro | 0 | 123477 | 123477 | 0 | 0 | 0 | 0 | 123477 | 123477 | 84.51%
2021 | WA | 96 | Skamania County PUD #1 | Natural Gas | 0 | 0 | 0 | 0 | 0 | 0 | 0 | 0 | 0 | 0%
2021 | WA | 96 | Skamania County PUD #1 | Nuclear | 0 | 15913 | 15913 | 0 | 0 | 0 | 0 | 15913 | 15913 | 10.89%
2021 | WA | 96 | Skamania County PUD #1 | Other Biogenic | 0 | 0 | 0 | 0 | 0 | 0 | 0 | 0 | 0 | 0%
2021 | WA | 96 | Skamania County PUD #1 | Other Non-Biogenic | 0 | 0 | 0 | 0 | 0 | 0 | 0 | 0 | 0 | 0%
2021 | WA | 96 | Skamania County PUD #1 | Petroleum | 0 | 0 | 0 | 0 | 0 | 0 | 0 | 0 | 0 | 0%
2021 | WA | 96 | Skamania County PUD #1 | Solar | 0 | 0 | 0 | 0 | 0 | 0 | 0 | 0 | 0 | 0%
2021 | WA | 96 | Skamania County PUD #1 | Unknown | 0 | 0 | 0 | 0 | 0 | 0 | 0 | 0 | 0 | 0%
2021 | WA | 96 | Skamania County PUD #1 | Waste | 0 | 0 | 0 | 0 | 0 | 0 | 0 | 0 | 0 | 0%
2021 | WA | 96 | Skamania County PUD #1 | Wind | 0 | 0 | 0 | 0 | 0 | 0 | 0 | 0 | 0 | 0%
2021 | WA | 96 | Skamania County PUD #1 | Market | 6721 | 0 | 6721 | 0 | 0 | 0 | 6721 | 0 | 6721 | 4.6%
2021 | WA | 97 | Snohomish County PUD #1 | Biogas | 0 | 0 | 0 | 0 | 0 | 0 | 0 | 0 | 0 | 0%
2021 | WA | 97 | Snohomish County PUD #1 | Biomass | 0 | 0 | 0 | 0 | 0 | 0 | 0 | 0 | 0 | 0%
2021 | WA | 97 | Snohomish County PUD #1 | Coal | 0 | 0 | 0 | 0 | 0 | 0 | 0 | 0 | 0 | 0%
2021 | WA | 97 | Snohomish County PUD #1 | Geothermal | 0 | 0 | 0 | 0 | 0 | 0 | 0 | 0 | 0 | 0%
2021 | WA | 97 | Snohomish County PUD #1 | Hydro | 0 | 5560711 | 5560711 | 0 | 0 | 188771 | 0 | 5749482 | 5749482 | 83.85%
2021 | WA | 97 | Snohomish County PUD #1 | Natural Gas | 0 | 0 | 0 | 0 | 0 | 0 | 0 | 0 | 0 | 0%
2021 | WA | 97 | Snohomish County PUD #1 | Nuclear | 0 | 716628 | 716628 | 0 | 0 | 4294 | 0 | 720922 | 720922 | 10.51%
2021 | WA | 97 | Snohomish County PUD #1 | Other Biogenic | 0 | 0 | 0 | 0 | 0 | 0 | 0 | 0 | 0 | 0%
2021 | WA | 97 | Snohomish County PUD #1 | Other Non-Biogenic | 0 | 0 | 0 | 0 | 0 | 0 | 0 | 0 | 0 | 0%
2021 | WA | 97 | Snohomish County PUD #1 | Petroleum | 0 | 0 | 0 | 0 | 0 | 0 | 0 | 0 | 0 | 0%
2021 | WA | 97 | Snohomish County PUD #1 | Solar | 0 | 0 | 0 | 0 | 0 | 88 | 0 | 88 | 88 | 0%
2021 | WA | 97 | Snohomish County PUD #1 | Unknown | 0 | 0 | 0 | 0 | 0 | 0 | 0 | 0 | 0 | 0%
2021 | WA | 97 | Snohomish County PUD #1 | Waste | 0 | 0 | 0 | 0 | 0 | 0 | 0 | 0 | 0 | 0%
2021 | WA | 97 | Snohomish County PUD #1 | Wind | 0 | 0 | 0 | 0 | 0 | 84214 | 0 | 84214 | 84214 | 1.23%
2021 | WA | 97 | Snohomish County PUD #1 | Market | 302688 | 0 | 302688 | 0 | 0 | 0 | 302688 | 0 | 302688 | 4.41%
2021 | WA | 99 | Steilacoom Electric Utility | Biogas | 0 | 0 | 0 | 0 | 0 | 0 | 0 | 0 | 0 | 0%
2021 | WA | 99 | Steilacoom Electric Utility | Biomass | 0 | 0 | 0 | 0 | 0 | 0 | 0 | 0 | 0 | 0%
2021 | WA | 99 | Steilacoom Electric Utility | Coal | 0 | 0 | 0 | 0 | 0 | 0 | 0 | 0 | 0 | 0%
2021 | WA | 99 | Steilacoom Electric Utility | Geothermal | 0 | 0 | 0 | 0 | 0 | 0 | 0 | 0 | 0 | 0%
2021 | WA | 99 | Steilacoom Electric Utility | Hydro | 0 | 34390 | 34390 | 0 | 0 | 0 | 0 | 34390 | 34390 | 84.51%
2021 | WA | 99 | Steilacoom Electric Utility | Natural Gas | 0 | 0 | 0 | 0 | 0 | 0 | 0 | 0 | 0 | 0%
2021 | WA | 99 | Steilacoom Electric Utility | Nuclear | 0 | 4432 | 4432 | 0 | 0 | 0 | 0 | 4432 | 4432 | 10.89%
2021 | WA | 99 | Steilacoom Electric Utility | Other Biogenic | 0 | 0 | 0 | 0 | 0 | 0 | 0 | 0 | 0 | 0%
2021 | WA | 99 | Steilacoom Electric Utility | Other Non-Biogenic | 0 | 0 | 0 | 0 | 0 | 0 | 0 | 0 | 0 | 0%
2021 | WA | 99 | Steilacoom Electric Utility | Petroleum | 0 | 0 | 0 | 0 | 0 | 0 | 0 | 0 | 0 | 0%
2021 | WA | 99 | Steilacoom Electric Utility | Solar | 0 | 0 | 0 | 0 | 0 | 0 | 0 | 0 | 0 | 0%
2021 | WA | 99 | Steilacoom Electric Utility | Unknown | 0 | 0 | 0 | 0 | 0 | 0 | 0 | 0 | 0 | 0%
2021 | WA | 99 | Steilacoom Electric Utility | Waste | 0 | 0 | 0 | 0 | 0 | 0 | 0 | 0 | 0 | 0%
2021 | WA | 99 | Steilacoom Electric Utility | Wind | 0 | 0 | 0 | 0 | 0 | 0 | 0 | 0 | 0 | 0%
2021 | WA | 99 | Steilacoom Electric Utility | Market | 1872 | 0 | 1872 | 0 | 0 | 0 | 1872 | 0 | 1872 | 4.6%
2021 | WA | 101 | Sumas, City of | Biogas | 0 | 0 | 0 | 0 | 0 | 0 | 0 | 0 | 0 | 0%
2021 | WA | 101 | Sumas, City of | Biomass | 0 | 0 | 0 | 0 | 0 | 0 | 0 | 0 | 0 | 0%
2021 | WA | 101 | Sumas, City of | Coal | 0 | 0 | 0 | 0 | 0 | 0 | 0 | 0 | 0 | 0%
2021 | WA | 101 | Sumas, City of | Geothermal | 0 | 0 | 0 | 0 | 0 | 0 | 0 | 0 | 0 | 0%
2021 | WA | 101 | Sumas, City of | Hydro | 0 | 26571 | 26571 | 0 | 0 | 0 | 0 | 26571 | 26571 | 84.51%
2021 | WA | 101 | Sumas, City of | Natural Gas | 0 | 0 | 0 | 0 | 0 | 0 | 0 | 0 | 0 | 0%
2021 | WA | 101 | Sumas, City of | Nuclear | 0 | 3424 | 3424 | 0 | 0 | 0 | 0 | 3424 | 3424 | 10.89%
2021 | WA | 101 | Sumas, City of | Other Biogenic | 0 | 0 | 0 | 0 | 0 | 0 | 0 | 0 | 0 | 0%
2021 | WA | 101 | Sumas, City of | Other Non-Biogenic | 0 | 0 | 0 | 0 | 0 | 0 | 0 | 0 | 0 | 0%
2021 | WA | 101 | Sumas, City of | Petroleum | 0 | 0 | 0 | 0 | 0 | 0 | 0 | 0 | 0 | 0%
2021 | WA | 101 | Sumas, City of | Solar | 0 | 0 | 0 | 0 | 0 | 0 | 0 | 0 | 0 | 0%
2021 | WA | 101 | Sumas, City of | Unknown | 0 | 0 | 0 | 0 | 0 | 0 | 0 | 0 | 0 | 0%
2021 | WA | 101 | Sumas, City of | Waste | 0 | 0 | 0 | 0 | 0 | 0 | 0 | 0 | 0 | 0%
2021 | WA | 101 | Sumas, City of | Wind | 0 | 0 | 0 | 0 | 0 | 0 | 0 | 0 | 0 | 0%
2021 | WA | 101 | Sumas, City of | Market | 1446 | 0 | 1446 | 0 | 0 | 0 | 1446 | 0 | 1446 | 4.6%
2021 | WA | 102 | Tacoma Power | Biogas | 0 | 0 | 0 | 0 | 0 | 13696 | 0 | 13696 | 13696 | 0.28%
2021 | WA | 102 | Tacoma Power | Biomass | 0 | 0 | 0 | 0 | 0 | 10073 | 0 | 10073 | 10073 | 0.21%
2021 | WA | 102 | Tacoma Power | Coal | 0 | 0 | 0 | 0 | 0 | 0 | 0 | 0 | 0 | 0%
2021 | WA | 102 | Tacoma Power | Geothermal | 0 | 0 | 0 | 0 | 0 | 15011 | 0 | 15011 | 15011 | 0.31%
2021 | WA | 102 | Tacoma Power | Hydro | 0 | 2152883 | 2152883 | 0 | 0 | 1745864 | 0 | 3898747 | 3898747 | 80.3%
2021 | WA | 102 | Tacoma Power | Natural Gas | 0 | 0 | 0 | 0 | 0 | 0 | 0 | 0 | 0 | 0%
2021 | WA | 102 | Tacoma Power | Nuclear | 0 | 277450 | 277450 | 0 | 0 | 0 | 0 | 277450 | 277450 | 5.71%
2021 | WA | 102 | Tacoma Power | Other Biogenic | 0 | 0 | 0 | 0 | 0 | 0 | 0 | 0 | 0 | 0%
2021 | WA | 102 | Tacoma Power | Other Non-Biogenic | 0 | 0 | 0 | 0 | 0 | 0 | 0 | 0 | 0 | 0%
2021 | WA | 102 | Tacoma Power | Petroleum | 0 | 0 | 0 | 0 | 0 | 0 | 0 | 0 | 0 | 0%
2021 | WA | 102 | Tacoma Power | Solar | 0 | 0 | 0 | 0 | 0 | 58325 | 0 | 58325 | 58325 | 1.2%
2021 | WA | 102 | Tacoma Power | Unknown | 0 | 0 | 0 | 0 | 0 | 0 | 0 | 0 | 0 | 0%
2021 | WA | 102 | Tacoma Power | Waste | 0 | 0 | 0 | 0 | 0 | 0 | 0 | 0 | 0 | 0%
2021 | WA | 102 | Tacoma Power | Wind | 0 | 0 | 0 | 0 | 0 | 465374 | 0 | 465374 | 465374 | 9.58%
2021 | WA | 102 | Tacoma Power | Market | 117189 | 0 | 117189 | 0 | 0 | 0 | 117189 | 0 | 117189 | 2.41%
2021 | WA | 103 | Tanner Electric Coop | Biogas | 0 | 0 | 0 | 0 | 0 | 0 | 0 | 0 | 0 | 0%
2021 | WA | 103 | Tanner Electric Coop | Biomass | 0 | 0 | 0 | 0 | 0 | 0 | 0 | 0 | 0 | 0%
2021 | WA | 103 | Tanner Electric Coop | Coal | 0 | 0 | 0 | 0 | 0 | 0 | 0 | 0 | 0 | 0%
2021 | WA | 103 | Tanner Electric Coop | Geothermal | 0 | 0 | 0 | 0 | 0 | 0 | 0 | 0 | 0 | 0%
2021 | WA | 103 | Tanner Electric Coop | Hydro | 0 | 85661 | 85661 | 0 | 0 | 0 | 0 | 85661 | 85661 | 84.51%
2021 | WA | 103 | Tanner Electric Coop | Natural Gas | 0 | 0 | 0 | 0 | 0 | 0 | 0 | 0 | 0 | 0%
2021 | WA | 103 | Tanner Electric Coop | Nuclear | 0 | 11039 | 11039 | 0 | 0 | 0 | 0 | 11039 | 11039 | 10.89%
2021 | WA | 103 | Tanner Electric Coop | Other Biogenic | 0 | 0 | 0 | 0 | 0 | 0 | 0 | 0 | 0 | 0%
2021 | WA | 103 | Tanner Electric Coop | Other Non-Biogenic | 0 | 0 | 0 | 0 | 0 | 0 | 0 | 0 | 0 | 0%
2021 | WA | 103 | Tanner Electric Coop | Petroleum | 0 | 0 | 0 | 0 | 0 | 0 | 0 | 0 | 0 | 0%
2021 | WA | 103 | Tanner Electric Coop | Solar | 0 | 0 | 0 | 0 | 0 | 0 | 0 | 0 | 0 | 0%
2021 | WA | 103 | Tanner Electric Coop | Unknown | 0 | 0 | 0 | 0 | 0 | 0 | 0 | 0 | 0 | 0%
2021 | WA | 103 | Tanner Electric Coop | Waste | 0 | 0 | 0 | 0 | 0 | 0 | 0 | 0 | 0 | 0%
2021 | WA | 103 | Tanner Electric Coop | Wind | 0 | 0 | 0 | 0 | 0 | 0 | 0 | 0 | 0 | 0%
2021 | WA | 103 | Tanner Electric Coop | Market | 4663 | 0 | 4663 | 0 | 0 | 0 | 4663 | 0 | 4663 | 4.6%
2021 | WA | 106 | Vera Water & Power | Biogas | 0 | 0 | 0 | 0 | 0 | 0 | 0 | 0 | 0 | 0%
2021 | WA | 106 | Vera Water & Power | Biomass | 0 | 0 | 0 | 0 | 0 | 0 | 0 | 0 | 0 | 0%
2021 | WA | 106 | Vera Water & Power | Coal | 0 | 0 | 0 | 0 | 0 | 0 | 0 | 0 | 0 | 0%
2021 | WA | 106 | Vera Water & Power | Geothermal | 0 | 0 | 0 | 0 | 0 | 0 | 0 | 0 | 0 | 0%
2021 | WA | 106 | Vera Water & Power | Hydro | 0 | 193059 | 193059 | 0 | 0 | 0 | 0 | 193059 | 193059 | 79.98%
2021 | WA | 106 | Vera Water & Power | Natural Gas | 0 | 0 | 0 | 0 | 0 | 0 | 0 | 0 | 0 | 0%
2021 | WA | 106 | Vera Water & Power | Nuclear | 0 | 24880 | 24880 | 0 | 0 | 0 | 0 | 24880 | 24880 | 10.31%
2021 | WA | 106 | Vera Water & Power | Other Biogenic | 0 | 0 | 0 | 0 | 0 | 0 | 0 | 0 | 0 | 0%
2021 | WA | 106 | Vera Water & Power | Other Non-Biogenic | 0 | 0 | 0 | 0 | 0 | 0 | 0 | 0 | 0 | 0%
2021 | WA | 106 | Vera Water & Power | Petroleum | 0 | 0 | 0 | 0 | 0 | 0 | 0 | 0 | 0 | 0%
2021 | WA | 106 | Vera Water & Power | Solar | 0 | 0 | 0 | 0 | 0 | 0 | 0 | 0 | 0 | 0%
2021 | WA | 106 | Vera Water & Power | Unknown | 0 | 0 | 0 | 0 | 0 | 0 | 0 | 0 | 0 | 0%
2021 | WA | 106 | Vera Water & Power | Waste | 0 | 0 | 0 | 0 | 0 | 0 | 0 | 0 | 0 | 0%
2021 | WA | 106 | Vera Water & Power | Wind | 0 | 0 | 0 | 0 | 0 | 0 | 0 | 0 | 0 | 0%
2021 | WA | 106 | Vera Water & Power | Market | 10509 | 0 | 10509 | 0 | 12919 | 0 | 23428 | 0 | 23428 | 9.71%
2021 | WA | 109 | Avista (WA) | Biogas | 0 | 0 | 0 | 0 | 0 | 0 | 0 | 0 | 0 | 0%
2021 | WA | 109 | Avista (WA) | Biomass | 0 | 0 | 0 | 0 | 0 | 329762 | 0 | 329762 | 329762 | 5.42%
2021 | WA | 109 | Avista (WA) | Coal | 0 | 0 | 0 | 0 | 0 | 949882 | 0 | 949882 | 949882 | 15.61%
2021 | WA | 109 | Avista (WA) | Geothermal | 0 | 0 | 0 | 0 | 0 | 0 | 0 | 0 | 0 | 0%
2021 | WA | 109 | Avista (WA) | Hydro | 0 | 0 | 0 | 0 | 0 | 1936444 | 0 | 1936444 | 1936444 | 31.83%
2021 | WA | 109 | Avista (WA) | Natural Gas | 0 | 0 | 0 | 0 | 0 | 2291643 | 0 | 2291643 | 2291643 | 37.67%
2021 | WA | 109 | Avista (WA) | Nuclear | 0 | 0 | 0 | 0 | 0 | 0 | 0 | 0 | 0 | 0%
2021 | WA | 109 | Avista (WA) | Other Biogenic | 0 | 0 | 0 | 0 | 0 | 33633 | 0 | 33633 | 33633 | 0.55%
2021 | WA | 109 | Avista (WA) | Other Non-Biogenic | 0 | 0 | 0 | 0 | 0 | 0 | 0 | 0 | 0 | 0%
2021 | WA | 109 | Avista (WA) | Petroleum | 0 | 0 | 0 | 0 | 0 | 736 | 0 | 736 | 736 | 0.01%
2021 | WA | 109 | Avista (WA) | Solar | 0 | 0 | 0 | 0 | 0 | 0 | 0 | 0 | 0 | 0%
2021 | WA | 109 | Avista (WA) | Unknown | 0 | 0 | 0 | 0 | 0 | 0 | 0 | 0 | 0 | 0%
2021 | WA | 109 | Avista (WA) | Waste | 0 | 0 | 0 | 0 | 0 | 41106 | 0 | 41106 | 41106 | 0.68%
2021 | WA | 109 | Avista (WA) | Wind | 0 | 0 | 0 | 0 | 0 | 195428 | 0 | 195428 | 195428 | 3.21%
2021 | WA | 109 | Avista (WA) | Market | 0 | 0 | 0 | 0 | 305588 | 0 | 305588 | 0 | 305588 | 5.02%
2021 | WA | 111 | Mason County PUD #1 | Biogas | 0 | 0 | 0 | 0 | 0 | 0 | 0 | 0 | 0 | 0%
2021 | WA | 111 | Mason County PUD #1 | Biomass | 0 | 0 | 0 | 0 | 0 | 0 | 0 | 0 | 0 | 0%
2021 | WA | 111 | Mason County PUD #1 | Coal | 0 | 0 | 0 | 0 | 0 | 0 | 0 | 0 | 0 | 0%
2021 | WA | 111 | Mason County PUD #1 | Geothermal | 0 | 0 | 0 | 0 | 0 | 0 | 0 | 0 | 0 | 0%
2021 | WA | 111 | Mason County PUD #1 | Hydro | 0 | 70022 | 70022 | 0 | 0 | 5552 | 0 | 75574 | 75574 | 85.48%
2021 | WA | 111 | Mason County PUD #1 | Natural Gas | 0 | 0 | 0 | 0 | 0 | 0 | 0 | 0 | 0 | 0%
2021 | WA | 111 | Mason County PUD #1 | Nuclear | 0 | 9024 | 9024 | 0 | 0 | 0 | 0 | 9024 | 9024 | 10.21%
2021 | WA | 111 | Mason County PUD #1 | Other Biogenic | 0 | 0 | 0 | 0 | 0 | 0 | 0 | 0 | 0 | 0%
2021 | WA | 111 | Mason County PUD #1 | Other Non-Biogenic | 0 | 0 | 0 | 0 | 0 | 0 | 0 | 0 | 0 | 0%
2021 | WA | 111 | Mason County PUD #1 | Petroleum | 0 | 0 | 0 | 0 | 0 | 0 | 0 | 0 | 0 | 0%
2021 | WA | 111 | Mason County PUD #1 | Solar | 0 | 0 | 0 | 0 | 0 | 0 | 0 | 0 | 0 | 0%
2021 | WA | 111 | Mason County PUD #1 | Unknown | 0 | 0 | 0 | 0 | 0 | 0 | 0 | 0 | 0 | 0%
2021 | WA | 111 | Mason County PUD #1 | Waste | 0 | 0 | 0 | 0 | 0 | 0 | 0 | 0 | 0 | 0%
2021 | WA | 111 | Mason County PUD #1 | Wind | 0 | 0 | 0 | 0 | 0 | 0 | 0 | 0 | 0 | 0%
2021 | WA | 111 | Mason County PUD #1 | Market | 3812 | 0 | 3812 | 0 | 0 | 0 | 3812 | 0 | 3812 | 4.31%
2021 | WA | 117 | Whatcom County PUD #1 | Biogas | 0 | 0 | 0 | 0 | 0 | 0 | 0 | 0 | 0 | 0%
2021 | WA | 117 | Whatcom County PUD #1 | Biomass | 0 | 0 | 0 | 0 | 0 | 0 | 0 | 0 | 0 | 0%
2021 | WA | 117 | Whatcom County PUD #1 | Coal | 0 | 0 | 0 | 0 | 0 | 0 | 0 | 0 | 0 | 0%
2021 | WA | 117 | Whatcom County PUD #1 | Geothermal | 0 | 0 | 0 | 0 | 0 | 0 | 0 | 0 | 0 | 0%
2021 | WA | 117 | Whatcom County PUD #1 | Hydro | 0 | 193051 | 193051 | 0 | 0 | 0 | 0 | 193051 | 193051 | 84.51%
2021 | WA | 117 | Whatcom County PUD #1 | Natural Gas | 0 | 0 | 0 | 0 | 0 | 0 | 0 | 0 | 0 | 0%
2021 | WA | 117 | Whatcom County PUD #1 | Nuclear | 0 | 24879 | 24879 | 0 | 0 | 0 | 0 | 24879 | 24879 | 10.89%
2021 | WA | 117 | Whatcom County PUD #1 | Other Biogenic | 0 | 0 | 0 | 0 | 0 | 0 | 0 | 0 | 0 | 0%
2021 | WA | 117 | Whatcom County PUD #1 | Other Non-Biogenic | 0 | 0 | 0 | 0 | 0 | 0 | 0 | 0 | 0 | 0%
2021 | WA | 117 | Whatcom County PUD #1 | Petroleum | 0 | 0 | 0 | 0 | 0 | 0 | 0 | 0 | 0 | 0%
2021 | WA | 117 | Whatcom County PUD #1 | Solar | 0 | 0 | 0 | 0 | 0 | 0 | 0 | 0 | 0 | 0%
2021 | WA | 117 | Whatcom County PUD #1 | Unknown | 0 | 0 | 0 | 0 | 0 | 0 | 0 | 0 | 0 | 0%
2021 | WA | 117 | Whatcom County PUD #1 | Waste | 0 | 0 | 0 | 0 | 0 | 0 | 0 | 0 | 0 | 0%
2021 | WA | 117 | Whatcom County PUD #1 | Wind | 0 | 0 | 0 | 0 | 0 | 0 | 0 | 0 | 0 | 0%
2021 | WA | 117 | Whatcom County PUD #1 | Market | 10508 | 0 | 10508 | 0 | 0 | 0 | 10508 | 0 | 10508 | 4.6%
2021 | WA | 118 | Jefferson County PUD #1 | Biogas | 0 | 0 | 0 | 0 | 0 | 0 | 0 | 0 | 0 | 0%
2021 | WA | 118 | Jefferson County PUD #1 | Biomass | 0 | 0 | 0 | 0 | 0 | 0 | 0 | 0 | 0 | 0%
2021 | WA | 118 | Jefferson County PUD #1 | Coal | 0 | 0 | 0 | 0 | 0 | 0 | 0 | 0 | 0 | 0%
2021 | WA | 118 | Jefferson County PUD #1 | Geothermal | 0 | 0 | 0 | 0 | 0 | 0 | 0 | 0 | 0 | 0%
2021 | WA | 118 | Jefferson County PUD #1 | Hydro | 0 | 344036 | 344036 | 0 | 0 | 0 | 0 | 344036 | 344036 | 84.51%
2021 | WA | 118 | Jefferson County PUD #1 | Natural Gas | 0 | 0 | 0 | 0 | 0 | 0 | 0 | 0 | 0 | 0%
2021 | WA | 118 | Jefferson County PUD #1 | Nuclear | 0 | 44337 | 44337 | 0 | 0 | 0 | 0 | 44337 | 44337 | 10.89%
2021 | WA | 118 | Jefferson County PUD #1 | Other Biogenic | 0 | 0 | 0 | 0 | 0 | 0 | 0 | 0 | 0 | 0%
2021 | WA | 118 | Jefferson County PUD #1 | Other Non-Biogenic | 0 | 0 | 0 | 0 | 0 | 0 | 0 | 0 | 0 | 0%
2021 | WA | 118 | Jefferson County PUD #1 | Petroleum | 0 | 0 | 0 | 0 | 0 | 0 | 0 | 0 | 0 | 0%
2021 | WA | 118 | Jefferson County PUD #1 | Solar | 0 | 0 | 0 | 0 | 0 | 0 | 0 | 0 | 0 | 0%
2021 | WA | 118 | Jefferson County PUD #1 | Unknown | 0 | 0 | 0 | 0 | 0 | 0 | 0 | 0 | 0 | 0%
2021 | WA | 118 | Jefferson County PUD #1 | Waste | 0 | 0 | 0 | 0 | 0 | 0 | 0 | 0 | 0 | 0%
2021 | WA | 118 | Jefferson County PUD #1 | Wind | 0 | 0 | 0 | 0 | 0 | 0 | 0 | 0 | 0 | 0%
2021 | WA | 118 | Jefferson County PUD #1 | Market | 18727 | 0 | 18727 | 0 | 0 | 0 | 18727 | 0 | 18727 | 4.6%
2021 | WA | 119 | Port of Seattle | Biogas | 0 | 0 | 0 | 0 | 0 | 0 | 0 | 0 | 0 | 0%
2021 | WA | 119 | Port of Seattle | Biomass | 0 | 0 | 0 | 0 | 0 | 0 | 0 | 0 | 0 | 0%
2021 | WA | 119 | Port of Seattle | Coal | 0 | 0 | 0 | 0 | 0 | 0 | 0 | 0 | 0 | 0%
2021 | WA | 119 | Port of Seattle | Geothermal | 0 | 0 | 0 | 0 | 0 | 0 | 0 | 0 | 0 | 0%
2021 | WA | 119 | Port of Seattle | Hydro | 0 | 117212 | 117212 | 0 | 0 | 0 | 0 | 117212 | 117212 | 84.51%
2021 | WA | 119 | Port of Seattle | Natural Gas | 0 | 0 | 0 | 0 | 0 | 0 | 0 | 0 | 0 | 0%
2021 | WA | 119 | Port of Seattle | Nuclear | 0 | 15105 | 15105 | 0 | 0 | 0 | 0 | 15105 | 15105 | 10.89%
2021 | WA | 119 | Port of Seattle | Other Biogenic | 0 | 0 | 0 | 0 | 0 | 0 | 0 | 0 | 0 | 0%
2021 | WA | 119 | Port of Seattle | Other Non-Biogenic | 0 | 0 | 0 | 0 | 0 | 0 | 0 | 0 | 0 | 0%
2021 | WA | 119 | Port of Seattle | Petroleum | 0 | 0 | 0 | 0 | 0 | 0 | 0 | 0 | 0 | 0%
2021 | WA | 119 | Port of Seattle | Solar | 0 | 0 | 0 | 0 | 0 | 0 | 0 | 0 | 0 | 0%
2021 | WA | 119 | Port of Seattle | Unknown | 0 | 0 | 0 | 0 | 0 | 0 | 0 | 0 | 0 | 0%
2021 | WA | 119 | Port of Seattle | Waste | 0 | 0 | 0 | 0 | 0 | 0 | 0 | 0 | 0 | 0%
2021 | WA | 119 | Port of Seattle | Wind | 0 | 0 | 0 | 0 | 0 | 0 | 0 | 0 | 0 | 0%
2021 | WA | 119 | Port of Seattle | Market | 6380 | 0 | 6380 | 0 | 0 | 0 | 6380 | 0 | 6380 | 4.6%
2021 | WA | 120 | Yakama Power | Biogas | 0 | 0 | 0 | 0 | 0 | 0 | 0 | 0 | 0 | 0%
2021 | WA | 120 | Yakama Power | Biomass | 0 | 0 | 0 | 0 | 0 | 0 | 0 | 0 | 0 | 0%
2021 | WA | 120 | Yakama Power | Coal | 0 | 0 | 0 | 0 | 0 | 0 | 0 | 0 | 0 | 0%
2021 | WA | 120 | Yakama Power | Geothermal | 0 | 0 | 0 | 0 | 0 | 0 | 0 | 0 | 0 | 0%
2021 | WA | 120 | Yakama Power | Hydro | 0 | 130729 | 130729 | 0 | 0 | 0 | 0 | 130729 | 130729 | 84.51%
2021 | WA | 120 | Yakama Power | Natural Gas | 0 | 0 | 0 | 0 | 0 | 0 | 0 | 0 | 0 | 0%
2021 | WA | 120 | Yakama Power | Nuclear | 0 | 16848 | 16848 | 0 | 0 | 0 | 0 | 16848 | 16848 | 10.89%
2021 | WA | 120 | Yakama Power | Other Biogenic | 0 | 0 | 0 | 0 | 0 | 0 | 0 | 0 | 0 | 0%
2021 | WA | 120 | Yakama Power | Other Non-Biogenic | 0 | 0 | 0 | 0 | 0 | 0 | 0 | 0 | 0 | 0%
2021 | WA | 120 | Yakama Power | Petroleum | 0 | 0 | 0 | 0 | 0 | 0 | 0 | 0 | 0 | 0%
2021 | WA | 120 | Yakama Power | Solar | 0 | 0 | 0 | 0 | 0 | 0 | 0 | 0 | 0 | 0%
2021 | WA | 120 | Yakama Power | Unknown | 0 | 0 | 0 | 0 | 0 | 0 | 0 | 0 | 0 | 0%
2021 | WA | 120 | Yakama Power | Waste | 0 | 0 | 0 | 0 | 0 | 0 | 0 | 0 | 0 | 0%
2021 | WA | 120 | Yakama Power | Wind | 0 | 0 | 0 | 0 | 0 | 0 | 0 | 0 | 0 | 0%
2021 | WA | 120 | Yakama Power | Market | 7116 | 0 | 7116 | 0 | 0 | 0 | 7116 | 0 | 7116 | 4.6%
2021 | WA | 127 | Columbia Rural Electric Assn (WA) | Biogas | 0 | 0 | 0 | 0 | 0 | 0 | 0 | 0 | 0 | 0%
2021 | WA | 127 | Columbia Rural Electric Assn (WA) | Biomass | 0 | 0 | 0 | 0 | 0 | 0 | 0 | 0 | 0 | 0%
2021 | WA | 127 | Columbia Rural Electric Assn (WA) | Coal | 0 | 0 | 0 | 0 | 0 | 0 | 0 | 0 | 0 | 0%
2021 | WA | 127 | Columbia Rural Electric Assn (WA) | Geothermal | 0 | 0 | 0 | 0 | 0 | 0 | 0 | 0 | 0 | 0%
2021 | WA | 127 | Columbia Rural Electric Assn (WA) | Hydro | 0 | 280176 | 280176 | 0 | 0 | 0 | 0 | 280176 | 280176 | 75.18%
2021 | WA | 127 | Columbia Rural Electric Assn (WA) | Natural Gas | 0 | 0 | 0 | 0 | 0 | 0 | 0 | 0 | 0 | 0%
2021 | WA | 127 | Columbia Rural Electric Assn (WA) | Nuclear | 0 | 36107 | 36107 | 0 | 0 | 0 | 0 | 36107 | 36107 | 9.69%
2021 | WA | 127 | Columbia Rural Electric Assn (WA) | Other Biogenic | 0 | 0 | 0 | 0 | 0 | 0 | 0 | 0 | 0 | 0%
2021 | WA | 127 | Columbia Rural Electric Assn (WA) | Other Non-Biogenic | 0 | 0 | 0 | 0 | 0 | 0 | 0 | 0 | 0 | 0%
2021 | WA | 127 | Columbia Rural Electric Assn (WA) | Petroleum | 0 | 0 | 0 | 0 | 0 | 0 | 0 | 0 | 0 | 0%
2021 | WA | 127 | Columbia Rural Electric Assn (WA) | Solar | 0 | 0 | 0 | 0 | 0 | 0 | 0 | 0 | 0 | 0%
2021 | WA | 127 | Columbia Rural Electric Assn (WA) | Unknown | 0 | 0 | 0 | 0 | 0 | 0 | 0 | 0 | 0 | 0%
2021 | WA | 127 | Columbia Rural Electric Assn (WA) | Waste | 0 | 0 | 0 | 0 | 0 | 0 | 0 | 0 | 0 | 0%
2021 | WA | 127 | Columbia Rural Electric Assn (WA) | Wind | 0 | 0 | 0 | 0 | 0 | 0 | 0 | 0 | 0 | 0%
2021 | WA | 127 | Columbia Rural Electric Assn (WA) | Market | 15251 | 0 | 15251 | 0 | 41146 | 0 | 56397 | 0 | 56397 | 15.13%
2021 | WA | 128 | Kittitas PUD #1 | Biogas | 0 | 0 | 0 | 0 | 0 | 0 | 0 | 0 | 0 | 0%
2021 | WA | 128 | Kittitas PUD #1 | Biomass | 0 | 0 | 0 | 0 | 0 | 0 | 0 | 0 | 0 | 0%
2021 | WA | 128 | Kittitas PUD #1 | Coal | 0 | 0 | 0 | 0 | 0 | 0 | 0 | 0 | 0 | 0%
2021 | WA | 128 | Kittitas PUD #1 | Geothermal | 0 | 0 | 0 | 0 | 0 | 0 | 0 | 0 | 0 | 0%
2021 | WA | 128 | Kittitas PUD #1 | Hydro | 0 | 99345 | 99345 | 0 | 0 | 0 | 0 | 99345 | 99345 | 84.38%
2021 | WA | 128 | Kittitas PUD #1 | Natural Gas | 0 | 0 | 0 | 0 | 0 | 0 | 0 | 0 | 0 | 0%
2021 | WA | 128 | Kittitas PUD #1 | Nuclear | 0 | 12803 | 12803 | 0 | 0 | 0 | 0 | 12803 | 12803 | 10.87%
2021 | WA | 128 | Kittitas PUD #1 | Other Biogenic | 0 | 0 | 0 | 0 | 0 | 0 | 0 | 0 | 0 | 0%
2021 | WA | 128 | Kittitas PUD #1 | Other Non-Biogenic | 0 | 0 | 0 | 0 | 0 | 0 | 0 | 0 | 0 | 0%
2021 | WA | 128 | Kittitas PUD #1 | Petroleum | 0 | 0 | 0 | 0 | 0 | 0 | 0 | 0 | 0 | 0%
2021 | WA | 128 | Kittitas PUD #1 | Solar | 0 | 0 | 0 | 0 | 0 | 0 | 0 | 0 | 0 | 0%
2021 | WA | 128 | Kittitas PUD #1 | Unknown | 0 | 0 | 0 | 0 | 0 | 0 | 0 | 0 | 0 | 0%
2021 | WA | 128 | Kittitas PUD #1 | Waste | 0 | 0 | 0 | 0 | 0 | 0 | 0 | 0 | 0 | 0%
2021 | WA | 128 | Kittitas PUD #1 | Wind | 0 | 0 | 0 | 0 | 0 | 0 | 0 | 0 | 0 | 0%
2021 | WA | 128 | Kittitas PUD #1 | Market | 5408 | 0 | 5408 | 0 | 191 | 0 | 5599 | 0 | 5599 | 4.75%
2021 | WA | 130 | Pacific Power (WA) | Biogas | 0 | 0 | 0 | 0 | 0 | 0 | 0 | 0 | 0 | 0%
2021 | WA | 130 | Pacific Power (WA) | Biomass | 0 | 0 | 0 | 0 | 0 | 0 | 0 | 0 | 0 | 0%
2021 | WA | 130 | Pacific Power (WA) | Coal | 0 | 0 | 0 | 0 | 0 | 1871235 | 0 | 1871235 | 1871235 | 40.61%
2021 | WA | 130 | Pacific Power (WA) | Geothermal | 0 | 0 | 0 | 0 | 0 | 16091 | 0 | 16091 | 16091 | 0.35%
2021 | WA | 130 | Pacific Power (WA) | Hydro | 0 | 30781 | 30781 | 0 | 0 | 212497 | 0 | 243278 | 243278 | 5.28%
2021 | WA | 130 | Pacific Power (WA) | Natural Gas | 0 | 0 | 0 | 0 | 0 | 852596 | 0 | 852596 | 852596 | 18.51%
2021 | WA | 130 | Pacific Power (WA) | Nuclear | 0 | 3967 | 3967 | 0 | 0 | 0 | 0 | 3967 | 3967 | 0.09%
2021 | WA | 130 | Pacific Power (WA) | Other Biogenic | 0 | 0 | 0 | 0 | 0 | 0 | 0 | 0 | 0 | 0%
2021 | WA | 130 | Pacific Power (WA) | Other Non-Biogenic | 0 | 0 | 0 | 0 | 0 | 0 | 0 | 0 | 0 | 0%
2021 | WA | 130 | Pacific Power (WA) | Petroleum | 0 | 0 | 0 | 0 | 0 | 1558 | 0 | 1558 | 1558 | 0.03%
2021 | WA | 130 | Pacific Power (WA) | Solar | 0 | 0 | 0 | 0 | 0 | 127398 | 0 | 127398 | 127398 | 2.77%
2021 | WA | 130 | Pacific Power (WA) | Unknown | 0 | 0 | 0 | 0 | 0 | 0 | 0 | 0 | 0 | 0%
2021 | WA | 130 | Pacific Power (WA) | Waste | 0 | 0 | 0 | 0 | 0 | 0 | 0 | 0 | 0 | 0%
2021 | WA | 130 | Pacific Power (WA) | Wind | 0 | 0 | 0 | 0 | 0 | 731139 | 0 | 731139 | 731139 | 15.87%
2021 | WA | 130 | Pacific Power (WA) | Market | 1675 | 0 | 1675 | 0 | 758024 | 0 | 759699 | 0 | 759699 | 16.49%
2021 | WA | 144 | Kalispel Tribal Utility | Biogas | 0 | 0 | 0 | 0 | 0 | 0 | 0 | 0 | 0 | 0%
2021 | WA | 144 | Kalispel Tribal Utility | Biomass | 0 | 0 | 0 | 0 | 0 | 0 | 0 | 0 | 0 | 0%
2021 | WA | 144 | Kalispel Tribal Utility | Coal | 0 | 0 | 0 | 0 | 0 | 0 | 0 | 0 | 0 | 0%
2021 | WA | 144 | Kalispel Tribal Utility | Geothermal | 0 | 0 | 0 | 0 | 0 | 0 | 0 | 0 | 0 | 0%
2021 | WA | 144 | Kalispel Tribal Utility | Hydro | 0 | 25446 | 25446 | 0 | 0 | 0 | 0 | 25446 | 25446 | 84.51%
2021 | WA | 144 | Kalispel Tribal Utility | Natural Gas | 0 | 0 | 0 | 0 | 0 | 0 | 0 | 0 | 0 | 0%
2021 | WA | 144 | Kalispel Tribal Utility | Nuclear | 0 | 3279 | 3279 | 0 | 0 | 0 | 0 | 3279 | 3279 | 10.89%
2021 | WA | 144 | Kalispel Tribal Utility | Other Biogenic | 0 | 0 | 0 | 0 | 0 | 0 | 0 | 0 | 0 | 0%
2021 | WA | 144 | Kalispel Tribal Utility | Other Non-Biogenic | 0 | 0 | 0 | 0 | 0 | 0 | 0 | 0 | 0 | 0%
2021 | WA | 144 | Kalispel Tribal Utility | Petroleum | 0 | 0 | 0 | 0 | 0 | 0 | 0 | 0 | 0 | 0%
2021 | WA | 144 | Kalispel Tribal Utility | Solar | 0 | 0 | 0 | 0 | 0 | 0 | 0 | 0 | 0 | 0%
2021 | WA | 144 | Kalispel Tribal Utility | Unknown | 0 | 0 | 0 | 0 | 0 | 0 | 0 | 0 | 0 | 0%
2021 | WA | 144 | Kalispel Tribal Utility | Waste | 0 | 0 | 0 | 0 | 0 | 0 | 0 | 0 | 0 | 0%
2021 | WA | 144 | Kalispel Tribal Utility | Wind | 0 | 0 | 0 | 0 | 0 | 0 | 0 | 0 | 0 | 0%
2021 | WA | 144 | Kalispel Tribal Utility | Market | 1385 | 0 | 1385 | 0 | 0 | 0 | 1385 | 0 | 1385 | 4.6%
2021 | WA | 157 | Okanogan County Electric Coop | Biogas | 0 | 0 | 0 | 0 | 0 | 0 | 0 | 0 | 0 | 0%
2021 | WA | 157 | Okanogan County Electric Coop | Biomass | 0 | 0 | 0 | 0 | 0 | 0 | 0 | 0 | 0 | 0%
2021 | WA | 157 | Okanogan County Electric Coop | Coal | 0 | 0 | 0 | 0 | 0 | 0 | 0 | 0 | 0 | 0%
2021 | WA | 157 | Okanogan County Electric Coop | Geothermal | 0 | 0 | 0 | 0 | 0 | 0 | 0 | 0 | 0 | 0%
2021 | WA | 157 | Okanogan County Electric Coop | Hydro | 0 | 58456 | 58456 | 0 | 0 | 0 | 0 | 58456 | 58456 | 82.34%
2021 | WA | 157 | Okanogan County Electric Coop | Natural Gas | 0 | 0 | 0 | 0 | 0 | 0 | 0 | 0 | 0 | 0%
2021 | WA | 157 | Okanogan County Electric Coop | Nuclear | 0 | 7533 | 7533 | 0 | 0 | 0 | 0 | 7533 | 7533 | 10.61%
2021 | WA | 157 | Okanogan County Electric Coop | Other Biogenic | 0 | 0 | 0 | 0 | 0 | 0 | 0 | 0 | 0 | 0%
2021 | WA | 157 | Okanogan County Electric Coop | Other Non-Biogenic | 0 | 0 | 0 | 0 | 0 | 0 | 0 | 0 | 0 | 0%
2021 | WA | 157 | Okanogan County Electric Coop | Petroleum | 0 | 0 | 0 | 0 | 0 | 0 | 0 | 0 | 0 | 0%
2021 | WA | 157 | Okanogan County Electric Coop | Solar | 0 | 0 | 0 | 0 | 0 | 0 | 0 | 0 | 0 | 0%
2021 | WA | 157 | Okanogan County Electric Coop | Unknown | 0 | 0 | 0 | 0 | 0 | 0 | 0 | 0 | 0 | 0%
2021 | WA | 157 | Okanogan County Electric Coop | Waste | 0 | 0 | 0 | 0 | 0 | 0 | 0 | 0 | 0 | 0%
2021 | WA | 157 | Okanogan County Electric Coop | Wind | 0 | 0 | 0 | 0 | 0 | 0 | 0 | 0 | 0 | 0%
2021 | WA | 157 | Okanogan County Electric Coop | Market | 3182 | 0 | 3182 | 0 | 1826 | 0 | 5008 | 0 | 5008 | 7.05%
2021 | WA | 158 | Orcas Power & Light Coop | Biogas | 0 | 0 | 0 | 0 | 0 | 0 | 0 | 0 | 0 | 0%
2021 | WA | 158 | Orcas Power & Light Coop | Biomass | 0 | 0 | 0 | 0 | 0 | 0 | 0 | 0 | 0 | 0%
2021 | WA | 158 | Orcas Power & Light Coop | Coal | 0 | 0 | 0 | 0 | 0 | 0 | 0 | 0 | 0 | 0%
2021 | WA | 158 | Orcas Power & Light Coop | Geothermal | 0 | 0 | 0 | 0 | 0 | 0 | 0 | 0 | 0 | 0%
2021 | WA | 158 | Orcas Power & Light Coop | Hydro | 0 | 199494 | 199494 | 0 | 0 | 0 | 0 | 199494 | 199494 | 84.1%
2021 | WA | 158 | Orcas Power & Light Coop | Natural Gas | 0 | 0 | 0 | 0 | 0 | 0 | 0 | 0 | 0 | 0%
2021 | WA | 158 | Orcas Power & Light Coop | Nuclear | 0 | 25709 | 25709 | 0 | 0 | 0 | 0 | 25709 | 25709 | 10.84%
2021 | WA | 158 | Orcas Power & Light Coop | Other Biogenic | 0 | 0 | 0 | 0 | 0 | 0 | 0 | 0 | 0 | 0%
2021 | WA | 158 | Orcas Power & Light Coop | Other Non-Biogenic | 0 | 0 | 0 | 0 | 0 | 0 | 0 | 0 | 0 | 0%
2021 | WA | 158 | Orcas Power & Light Coop | Petroleum | 0 | 0 | 0 | 0 | 0 | 0 | 0 | 0 | 0 | 0%
2021 | WA | 158 | Orcas Power & Light Coop | Solar | 0 | 0 | 0 | 0 | 0 | 0 | 0 | 0 | 0 | 0%
2021 | WA | 158 | Orcas Power & Light Coop | Unknown | 0 | 0 | 0 | 0 | 0 | 0 | 0 | 0 | 0 | 0%
2021 | WA | 158 | Orcas Power & Light Coop | Waste | 0 | 0 | 0 | 0 | 0 | 0 | 0 | 0 | 0 | 0%
2021 | WA | 158 | Orcas Power & Light Coop | Wind | 0 | 0 | 0 | 0 | 0 | 0 | 0 | 0 | 0 | 0%
2021 | WA | 158 | Orcas Power & Light Coop | Market | 10859 | 0 | 10859 | 0 | 1148 | 0 | 12008 | 0 | 12008 | 5.06%
2021 | WA | 160 | Energy Northwest | Biogas | 0 | 0 | 0 | 0 | 0 | 0 | 0 | 0 | 0 | 0%
2021 | WA | 160 | Energy Northwest | Biomass | 0 | 0 | 0 | 0 | 0 | 0 | 0 | 0 | 0 | 0%
2021 | WA | 160 | Energy Northwest | Coal | 0 | 0 | 0 | 0 | 0 | 0 | 0 | 0 | 0 | 0%
2021 | WA | 160 | Energy Northwest | Geothermal | 0 | 0 | 0 | 0 | 0 | 0 | 0 | 0 | 0 | 0%
2021 | WA | 160 | Energy Northwest | Hydro | 0 | 28679 | 28679 | 0 | 0 | 0 | 0 | 28679 | 28679 | 84.51%
2021 | WA | 160 | Energy Northwest | Natural Gas | 0 | 0 | 0 | 0 | 0 | 0 | 0 | 0 | 0 | 0%
2021 | WA | 160 | Energy Northwest | Nuclear | 0 | 3696 | 3696 | 0 | 0 | 0 | 0 | 3696 | 3696 | 10.89%
2021 | WA | 160 | Energy Northwest | Other Biogenic | 0 | 0 | 0 | 0 | 0 | 0 | 0 | 0 | 0 | 0%
2021 | WA | 160 | Energy Northwest | Other Non-Biogenic | 0 | 0 | 0 | 0 | 0 | 0 | 0 | 0 | 0 | 0%
2021 | WA | 160 | Energy Northwest | Petroleum | 0 | 0 | 0 | 0 | 0 | 0 | 0 | 0 | 0 | 0%
2021 | WA | 160 | Energy Northwest | Solar | 0 | 0 | 0 | 0 | 0 | 0 | 0 | 0 | 0 | 0%
2021 | WA | 160 | Energy Northwest | Unknown | 0 | 0 | 0 | 0 | 0 | 0 | 0 | 0 | 0 | 0%
2021 | WA | 160 | Energy Northwest | Waste | 0 | 0 | 0 | 0 | 0 | 0 | 0 | 0 | 0 | 0%
2021 | WA | 160 | Energy Northwest | Wind | 0 | 0 | 0 | 0 | 0 | 0 | 0 | 0 | 0 | 0%
2021 | WA | 160 | Energy Northwest | Market | 1561 | 0 | 1561 | 0 | 0 | 0 | 1561 | 0 | 1561 | 4.6%
2021 | WA | 161 | Consolidated Irrigation District #19 | Biogas | 0 | 0 | 0 | 0 | 0 | 0 | 0 | 0 | 0 | 0%
2021 | WA | 161 | Consolidated Irrigation District #19 | Biomass | 0 | 0 | 0 | 0 | 0 | 0 | 0 | 0 | 0 | 0%
2021 | WA | 161 | Consolidated Irrigation District #19 | Coal | 0 | 0 | 0 | 0 | 0 | 0 | 0 | 0 | 0 | 0%
2021 | WA | 161 | Consolidated Irrigation District #19 | Geothermal | 0 | 0 | 0 | 0 | 0 | 0 | 0 | 0 | 0 | 0%
2021 | WA | 161 | Consolidated Irrigation District #19 | Hydro | 0 | 2295 | 2295 | 0 | 0 | 0 | 0 | 2295 | 2295 | 84.51%
2021 | WA | 161 | Consolidated Irrigation District #19 | Natural Gas | 0 | 0 | 0 | 0 | 0 | 0 | 0 | 0 | 0 | 0%
2021 | WA | 161 | Consolidated Irrigation District #19 | Nuclear | 0 | 296 | 296 | 0 | 0 | 0 | 0 | 296 | 296 | 10.89%
2021 | WA | 161 | Consolidated Irrigation District #19 | Other Biogenic | 0 | 0 | 0 | 0 | 0 | 0 | 0 | 0 | 0 | 0%
2021 | WA | 161 | Consolidated Irrigation District #19 | Other Non-Biogenic | 0 | 0 | 0 | 0 | 0 | 0 | 0 | 0 | 0 | 0%
2021 | WA | 161 | Consolidated Irrigation District #19 | Petroleum | 0 | 0 | 0 | 0 | 0 | 0 | 0 | 0 | 0 | 0%
2021 | WA | 161 | Consolidated Irrigation District #19 | Solar | 0 | 0 | 0 | 0 | 0 | 0 | 0 | 0 | 0 | 0%
2021 | WA | 161 | Consolidated Irrigation District #19 | Unknown | 0 | 0 | 0 | 0 | 0 | 0 | 0 | 0 | 0 | 0%
2021 | WA | 161 | Consolidated Irrigation District #19 | Waste | 0 | 0 | 0 | 0 | 0 | 0 | 0 | 0 | 0 | 0%
2021 | WA | 161 | Consolidated Irrigation District #19 | Wind | 0 | 0 | 0 | 0 | 0 | 0 | 0 | 0 | 0 | 0%
2021 | WA | 161 | Consolidated Irrigation District #19 | Market | 125 | 0 | 125 | 0 | 0 | 0 | 125 | 0 | 125 | 4.6%
2021 | WA | 162 | Fairchild Airforce Base | Biogas | 0 | 0 | 0 | 0 | 0 | 0 | 0 | 0 | 0 | 0%
2021 | WA | 162 | Fairchild Airforce Base | Biomass | 0 | 0 | 0 | 0 | 0 | 0 | 0 | 0 | 0 | 0%
2021 | WA | 162 | Fairchild Airforce Base | Coal | 0 | 0 | 0 | 0 | 0 | 0 | 0 | 0 | 0 | 0%
2021 | WA | 162 | Fairchild Airforce Base | Geothermal | 0 | 0 | 0 | 0 | 0 | 0 | 0 | 0 | 0 | 0%
2021 | WA | 162 | Fairchild Airforce Base | Hydro | 0 | 38474 | 38474 | 0 | 0 | 0 | 0 | 38474 | 38474 | 84.51%
2021 | WA | 162 | Fairchild Airforce Base | Natural Gas | 0 | 0 | 0 | 0 | 0 | 0 | 0 | 0 | 0 | 0%
2021 | WA | 162 | Fairchild Airforce Base | Nuclear | 0 | 4958 | 4958 | 0 | 0 | 0 | 0 | 4958 | 4958 | 10.89%
2021 | WA | 162 | Fairchild Airforce Base | Other Biogenic | 0 | 0 | 0 | 0 | 0 | 0 | 0 | 0 | 0 | 0%
2021 | WA | 162 | Fairchild Airforce Base | Other Non-Biogenic | 0 | 0 | 0 | 0 | 0 | 0 | 0 | 0 | 0 | 0%
2021 | WA | 162 | Fairchild Airforce Base | Petroleum | 0 | 0 | 0 | 0 | 0 | 0 | 0 | 0 | 0 | 0%
2021 | WA | 162 | Fairchild Airforce Base | Solar | 0 | 0 | 0 | 0 | 0 | 0 | 0 | 0 | 0 | 0%
2021 | WA | 162 | Fairchild Airforce Base | Unknown | 0 | 0 | 0 | 0 | 0 | 0 | 0 | 0 | 0 | 0%
2021 | WA | 162 | Fairchild Airforce Base | Waste | 0 | 0 | 0 | 0 | 0 | 0 | 0 | 0 | 0 | 0%
2021 | WA | 162 | Fairchild Airforce Base | Wind | 0 | 0 | 0 | 0 | 0 | 0 | 0 | 0 | 0 | 0%
2021 | WA | 162 | Fairchild Airforce Base | Market | 2094 | 0 | 2094 | 0 | 0 | 0 | 2094 | 0 | 2094 | 4.6%
2021 | WA | 164 | Grant County PUD #2 (Rate Schedule 13) | Biogas | 0 | 0 | 0 | 0 | 0 | 0 | 0 | 0 | 0 | 0%
2021 | WA | 164 | Grant County PUD #2 (Rate Schedule 13) | Biomass | 0 | 0 | 0 | 0 | 0 | 0 | 0 | 0 | 0 | 0%
2021 | WA | 164 | Grant County PUD #2 (Rate Schedule 13) | Coal | 0 | 0 | 0 | 0 | 0 | 0 | 0 | 0 | 0 | 0%
2021 | WA | 164 | Grant County PUD #2 (Rate Schedule 13) | Geothermal | 0 | 0 | 0 | 0 | 0 | 0 | 0 | 0 | 0 | 0%
2021 | WA | 164 | Grant County PUD #2 (Rate Schedule 13) | Hydro | 0 | 0 | 0 | 0 | 0 | 800000 | 0 | 800000 | 800000 | 100%
2021 | WA | 164 | Grant County PUD #2 (Rate Schedule 13) | Natural Gas | 0 | 0 | 0 | 0 | 0 | 0 | 0 | 0 | 0 | 0%
2021 | WA | 164 | Grant County PUD #2 (Rate Schedule 13) | Nuclear | 0 | 0 | 0 | 0 | 0 | 0 | 0 | 0 | 0 | 0%
2021 | WA | 164 | Grant County PUD #2 (Rate Schedule 13) | Other Biogenic | 0 | 0 | 0 | 0 | 0 | 0 | 0 | 0 | 0 | 0%
2021 | WA | 164 | Grant County PUD #2 (Rate Schedule 13) | Other Non-Biogenic | 0 | 0 | 0 | 0 | 0 | 0 | 0 | 0 | 0 | 0%
2021 | WA | 164 | Grant County PUD #2 (Rate Schedule 13) | Petroleum | 0 | 0 | 0 | 0 | 0 | 0 | 0 | 0 | 0 | 0%
2021 | WA | 164 | Grant County PUD #2 (Rate Schedule 13) | Solar | 0 | 0 | 0 | 0 | 0 | 0 | 0 | 0 | 0 | 0%
2021 | WA | 164 | Grant County PUD #2 (Rate Schedule 13) | Unknown | 0 | 0 | 0 | 0 | 0 | 0 | 0 | 0 | 0 | 0%
2021 | WA | 164 | Grant County PUD #2 (Rate Schedule 13) | Waste | 0 | 0 | 0 | 0 | 0 | 0 | 0 | 0 | 0 | 0%
2021 | WA | 164 | Grant County PUD #2 (Rate Schedule 13) | Wind | 0 | 0 | 0 | 0 | 0 | 0 | 0 | 0 | 0 | 0%
2021 | WA | 164 | Grant County PUD #2 (Rate Schedule 13) | Market | 0 | 0 | 0 | 0 | 0 | 0 | 0 | 0 | 0 | 0%
[5 empty] | 1653955 | 34300816 | 35954771 | 0 | 9991593 | 43629874 | 11645550 | 77930691 | 89576241 | 68

## 2021 FM Disclosure
Claimant ID | Claimant Name | Biogas | Biomass | Coal | Geothermal | Hydro | Natural Gas | Nuclear | Other Biogenic | Other Non-Biogenic | Petroleum | Solar | Unknown | Waste | Wind | Unspecified (Plant) | Unspecified (BPA) | Total | Claimant Name = Removed zero entries Kittitas (double), avangrid (zero), and | SUM of Each Utility MW
1 | Alder Mutual Light | 0 | 0 | 0 | 0 | 4976 | 0 | 641 | 0 | 0 | 0 | 0 | 0 | 0 | 0 | 0 | 271 | 5888 | Alder Mutual Light | 5888
4 | Benton County PUD #1 | 26179 | 38821 | 0 | 0 | 1421754 | 0 | 178453 | 0 | 0 | 0 | 0 | 0 | 0 | 135537 | 0 | 75375 | 1876119 | Benton County PUD #1 | 1876119
5 | Benton Rural Electric Assn | 0 | 0 | 0 | 0 | 528349 | 0 | 68090 | 0 | 0 | 0 | 0 | 0 | 0 | 0 | 0 | 28760 | 625199 | Benton Rural Electric Assn | 625199
6 | Big Bend Electric Coop | 0 | 0 | 0 | 0 | 486901 | 0 | 62749 | 0 | 0 | 0 | 0 | 0 | 0 | 0 | 41667 | 26504 | 617821 | Big Bend Electric Coop | 617821
12 | City of Blaine | 0 | 0 | 0 | 0 | 71801 | 0 | 9253 | 0 | 0 | 0 | 0 | 0 | 0 | 0 | 0 | 3908 | 84962 | City of Blaine | 84962
18 | Centralia City Light | 0 | 0 | 37097 | 0 | 206807 | 0 | 22687 | 0 | 0 | 81 | 0 | 0 | 0 | 0 | 0 | 9583 | 276255 | Centralia City Light | 276255
19 | Chelan County PUD #1 | 0 | 0 | 0 | 0 | 1716977 | 0 | 0 | 0 | 0 | 42 | 0 | 0 | 0 | 923 | 0 | 0 | 1717942 | Chelan County PUD #1 | 1717942
20 | Cheney Light Department | 0 | 0 | 0 | 0 | 116657 | 0 | 15034 | 0 | 0 | 0 | 0 | 0 | 0 | 0 | 12385 | 6350 | 150426 | Cheney Light Department | 150426
21 | Chewelah Electric Department | 0 | 0 | 0 | 0 | 18121 | 0 | 2335 | 0 | 0 | 0 | 0 | 0 | 0 | 0 | 0 | 986 | 21442 | Chewelah Electric Department | 21442
22 | Clallam County PUD #1 | 0 | 0 | 0 | 0 | 595530 | 0 | 75594 | 0 | 0 | 0 | 0 | 0 | 0 | 0 | 0 | 31929 | 703053 | Clallam County PUD #1 | 703053
23 | Clark County PUD #1 | 0 | 0 | 0 | 0 | 2234764 | 1677237 | 286027 | 0 | 0 | 0 | 0 | 0 | 0 | 203012 | 369177 | 120811 | 4891028 | Clark County PUD #1 | 4891028
26 | Clearwater Power (WA) | 0 | 0 | 0 | 0 | 19014 | 0 | 2450 | 0 | 0 | 0 | 0 | 0 | 0 | 0 | 83 | 1035 | 22582 | Clearwater Power (WA) | 22582
32 | Coulee Dam, Town of | 0 | 0 | 0 | 0 | 14507 | 0 | 1870 | 0 | 0 | 0 | 0 | 0 | 0 | 0 | 0 | 790 | 17167 | Coulee Dam, Town of | 17167
33 | Cowlitz County PUD #1 | 0 | 145109 | 5998 | 0 | 2854806 | 33772 | 340293 | 2636 | 0 | 532 | 135345 | 0 | 0 | 333517 | 575323 | 143732 | 4571063 | Cowlitz County PUD #1 | 4571063
35 | Douglas County PUD #1 | 0 | 0 | 0 | 0 | 171409 | 0 | 22090 | 0 | 0 | 0 | 0 | 0 | 0 | 0 | 1046010 | 9330 | 1248839 | Douglas County PUD #1 | 1248839
38 | Eatonville Electric Department | 0 | 0 | 0 | 0 | 24351 | 0 | 3138 | 0 | 0 | 0 | 0 | 0 | 0 | 0 | 0 | 1326 | 28815 | Eatonville Electric Department | 28815
39 | Elmhurst Mutual Power & Light | 0 | 0 | 0 | 0 | 244423 | 0 | 31500 | 0 | 0 | 0 | 0 | 0 | 0 | 0 | 0 | 13305 | 289228 | Elmhurst Mutual Power & Light | 289228
41 | Ellensburg Electric Division | 0 | 0 | 0 | 0 | 180054 | 0 | 23204 | 0 | 0 | 0 | 0 | 0 | 0 | 0 | 0 | 9801 | 213059 | Ellensburg Electric Division | 213059
44 | Ferry County PUD #1 | 0 | 0 | 0 | 0 | 67519 | 0 | 8701 | 0 | 0 | 0 | 0 | 0 | 0 | 0 | 0 | 3675 | 79895 | Ferry County PUD #1 | 79895
46 | Franklin County PUD #1 | 0 | 0 | 0 | 0 | 864620 | 39357 | 109897 | 0 | 0 | 0 | 0 | 0 | 0 | 24501 | 49459 | 46418 | 1134252 | Franklin County PUD #1 | 1134252
47 | Grays Harbor County PUD #1 | 0 | 0 | 0 | 0 | 919962 | 29572 | 118559 | 0 | 0 | 0 | 0 | 0 | 0 | 48988 | 0 | 50077 | 1167158 | Grays Harbor County PUD #1 | 1167158
48 | Inland Power & Light | 0 | 0 | 0 | 0 | 867990 | 0 | 111861 | 0 | 0 | 0 | 0 | 0 | 0 | 0 | 89963 | 47248 | 1117062 | Inland Power & Light | 1117062
52 | Klickitat County PUD #1 | 0 | 0 | 0 | 0 | 375442 | 0 | 42962 | 0 | 0 | 0 | 0 | 0 | 0 | 0 | 74498 | 18146 | 511048 | Klickitat County PUD #1 | 511048
54 | Lakeview Light & Power | 0 | 0 | 0 | 0 | 222037 | 0 | 28615 | 0 | 0 | 0 | 0 | 0 | 0 | 0 | 0 | 12086 | 262738 | Lakeview Light & Power | 262738
56 | Lewis County PUD #1 | 0 | 0 | 0 | 0 | 749881 | 0 | 96096 | 0 | 0 | 0 | 0 | 0 | 0 | 11677 | 62847 | 40589 | 961090 | Lewis County PUD #1 | 961090
59 | McCleary Light & Power | 0 | 0 | 0 | 0 | 27373 | 0 | 3528 | 0 | 0 | 0 | 0 | 0 | 0 | 0 | 0 | 1490 | 32391 | McCleary Light & Power | 32391
63 | Milton Electric Division | 0 | 0 | 0 | 0 | 49107 | 0 | 6329 | 0 | 0 | 0 | 0 | 0 | 0 | 0 | 0 | 2673 | 58109 | Milton Electric Division | 58109
64 | Modern Electric Water Company | 0 | 0 | 0 | 0 | 201964 | 0 | 26028 | 0 | 0 | 0 | 0 | 0 | 0 | 0 | 0 | 10994 | 238986 | Modern Electric Water Company | 238986
66 | Nespelem Valley Elec Coop | 0 | 0 | 0 | 0 | 60723 | 0 | 7826 | 0 | 0 | 0 | 0 | 0 | 0 | 0 | 0 | 3305 | 71854 | Nespelem Valley Elec Coop | 71854
69 | Northern Lights (WA) | 0 | 0 | 0 | 0 | 99 | 0 | 13 | 0 | 0 | 0 | 0 | 0 | 0 | 0 | 1 | 5 | 118 | Northern Lights (WA) | 119
71 | Ohop Mutual Light | 0 | 0 | 0 | 0 | 79445 | 0 | 10238 | 0 | 0 | 0 | 0 | 0 | 0 | 0 | 0 | 4324 | 94007 | Ohop Mutual Light | 94007
72 | Okanogan County PUD #1 | 0 | 0 | 0 | 0 | 335611 | 0 | 43251 | 0 | 0 | 0 | 0 | 0 | 0 | 1 | 260243 | 18268 | 657374 | Okanogan County PUD #1 | 657374
76 | Pacific County PUD #2 | 0 | 0 | 0 | 0 | 257114 | 0 | 33135 | 0 | 0 | 0 | 0 | 0 | 0 | 0 | 25820 | 13996 | 330065 | Pacific County PUD #2 | 330065
81 | Parkland Light & Water | 0 | 0 | 0 | 0 | 99898 | 0 | 12874 | 0 | 0 | 0 | 0 | 0 | 0 | 0 | 0 | 5438 | 118210 | Parkland Light & Water | 118210
82 | Grant County PUD #2 | 0 | 0 | 0 | 0 | 841331 | 0 | 5606 | 0 | 0 | 0 | 0 | 0 | 0 | 175 | 3991854 | 2368 | 4841334 | Grant County PUD #2 | 4841334
83 | Pend Oreille County PUD #1 | 0 | 0 | 0 | 0 | 224820 | 0 | 7025 | 0 | 0 | 0 | 0 | 0 | 0 | 0 | 66507 | 2967 | 301319 | Pend Oreille County PUD #1 | 301319
84 | Peninsula Light | 0 | 10000 | 0 | 0 | 545897 | 0 | 69205 | 0 | 0 | 0 | 0 | 0 | 0 | 67661 | 0 | 29231 | 721994 | Peninsula Light | 721994
85 | Asotin County PUD #1 | 0 | 0 | 0 | 0 | 4637 | 0 | 598 | 0 | 0 | 0 | 0 | 0 | 0 | 0 | 0 | 252 | 5487 | Asotin County PUD #1 | 5487
86 | Port Angeles Light Operations | 0 | 0 | 0 | 0 | 350951 | 0 | 45228 | 0 | 0 | 0 | 0 | 0 | 0 | 0 | 0 | 19103 | 415282 | Port Angeles Light Operations | 415282
88 | Wahkiakum County PUD #1 | 0 | 0 | 0 | 0 | 39933 | 0 | 5146 | 0 | 0 | 0 | 0 | 0 | 0 | 0 | 0 | 2174 | 47253 | Wahkiakum County PUD #1 | 47253
89 | Mason County PUD #3 | 0 | 0 | 0 | 0 | 593748 | 0 | 75382 | 0 | 0 | 0 | 208 | 0 | 0 | 16798 | 0 | 31840 | 717976 | Mason County PUD #3 | 717976
90 | Puget Sound Energy | 15731 | 3700 | 5425385 | 5000 | 5321864 | 6752499 | 103106 | 0 | 0 | 11837 | 180141 | 0 | 0 | 2298268 | 1986576 | 43550 | 22147657 | Puget Sound Energy | 22147657
91 | Richland Energy Services | 0 | 0 | 0 | 0 | 765180 | 0 | 98611 | 0 | 0 | 0 | 6129 | 0 | 0 | 0 | 65663 | 41651 | 977234 | Richland Energy Services | 977234
92 | Ruston, Town of | 27 | 20 | 0 | 29 | 7627 | 0 | 543 | 0 | 0 | 0 | 114 | 0 | 0 | 911 | 0 | 229 | 9500 | Ruston, Town of | 9500
95 | Seattle City Light | 103988 | 0 | 0 | 0 | 8192879 | 0 | 437739 | 0 | 0 | 0 | 0 | 0 | 0 | 430108 | 152675 | 184891 | 9502280 | Seattle City Light | 9502280
96 | Skamania County PUD #1 | 0 | 0 | 0 | 0 | 123477 | 0 | 15913 | 0 | 0 | 0 | 0 | 0 | 0 | 0 | 0 | 6721 | 146111 | Skamania County PUD #1 | 146111
97 | Snohomish County PUD #1 | 0 | 0 | 0 | 0 | 5749482 | 0 | 720922 | 0 | 0 | 0 | 88 | 0 | 0 | 84214 | 0 | 302688 | 6857394 | Snohomish County PUD #1 | 6857394
99 | Steilacoom Electric Utility | 0 | 0 | 0 | 0 | 34390 | 0 | 4432 | 0 | 0 | 0 | 0 | 0 | 0 | 0 | 0 | 1872 | 40694 | Steilacoom Electric Utility | 40694
101 | Sumas, City of | 0 | 0 | 0 | 0 | 26571 | 0 | 3424 | 0 | 0 | 0 | 0 | 0 | 0 | 0 | 0 | 1446 | 31441 | Sumas, City of | 31441
102 | Tacoma Power | 13696 | 10073 | 0 | 15011 | 3898747 | 0 | 277450 | 0 | 0 | 0 | 58325 | 0 | 0 | 465374 | 0 | 117189 | 4855865 | Tacoma Power | 4855865
103 | Tanner Electric Coop | 0 | 0 | 0 | 0 | 85661 | 0 | 11039 | 0 | 0 | 0 | 0 | 0 | 0 | 0 | 0 | 4663 | 101363 | Tanner Electric Coop | 101363
106 | Vera Water & Power | 0 | 0 | 0 | 0 | 193059 | 0 | 24880 | 0 | 0 | 0 | 0 | 0 | 0 | 0 | 12919 | 10509 | 241367 | Vera Water & Power | 241367
109 | Avista (WA) | 0 | 329762 | 949882 | 0 | 1936444 | 2291643 | 0 | 33633 | 0 | 736 | 0 | 0 | 41106 | 195428 | 305588 | 0 | 6084222 | Avista (WA) | 6084222
111 | Mason County PUD #1 | 0 | 0 | 0 | 0 | 75574 | 0 | 9024 | 0 | 0 | 0 | 0 | 0 | 0 | 0 | 0 | 3812 | 88410 | Mason County PUD #1 | 88410
117 | Whatcom County PUD #1 | 0 | 0 | 0 | 0 | 193051 | 0 | 24879 | 0 | 0 | 0 | 0 | 0 | 0 | 0 | 0 | 10508 | 228438 | Whatcom County PUD #1 | 228438
118 | Jefferson County PUD #1 | 0 | 0 | 0 | 0 | 344036 | 0 | 44337 | 0 | 0 | 0 | 0 | 0 | 0 | 0 | 0 | 18727 | 407100 | Jefferson County PUD #1 | 407100
119 | Port of Seattle | 0 | 0 | 0 | 0 | 117212 | 0 | 15105 | 0 | 0 | 0 | 0 | 0 | 0 | 0 | 0 | 6380 | 138697 | Port of Seattle | 138697
120 | Yakama Power | 0 | 0 | 0 | 0 | 130729 | 0 | 16848 | 0 | 0 | 0 | 0 | 0 | 0 | 0 | 0 | 7116 | 154693 | Yakama Power | 154693
127 | Columbia Rural Electric Assn (WA) | 0 | 0 | 0 | 0 | 280176 | 0 | 36107 | 0 | 0 | 0 | 0 | 0 | 0 | 0 | 41146 | 15251 | 372680 | Columbia Rural Electric Assn (WA) | 372680
128 | Kittitas PUD #1 | 0 | 0 | 0 | 0 | 99345 | 0 | 12803 | 0 | 0 | 0 | 0 | 0 | 0 | 0 | 191 | 5408 | 117747 | Kittitas PUD #1 | 117747
130 | Pacific Power (WA) | 0 | 0 | 1871235 | 16091 | 243278 | 852596 | 3967 | 0 | 0 | 1558 | 127398 | 0 | 0 | 731139 | 758024 | 1675 | 4606961 | Pacific Power (WA) | 4606961
144 | Kalispel Tribal Utility | 0 | 0 | 0 | 0 | 25446 | 0 | 3279 | 0 | 0 | 0 | 0 | 0 | 0 | 0 | 0 | 1385 | 30110 | Kalispel Tribal Utility | 30110
157 | Okanogan County Electric Coop | 0 | 0 | 0 | 0 | 58456 | 0 | 7533 | 0 | 0 | 0 | 0 | 0 | 0 | 0 | 1826 | 3182 | 70997 | Okanogan County Electric Coop | 70997
158 | Orcas Power & Light Coop | 0 | 0 | 0 | 0 | 199494 | 0 | 25709 | 0 | 0 | 0 | 0 | 0 | 0 | 0 | 1148 | 10859 | 237210 | Orcas Power & Light Coop | 237211
160 | Energy Northwest | 0 | 0 | 0 | 0 | 28679 | 0 | 3696 | 0 | 0 | 0 | 0 | 0 | 0 | 0 | 0 | 1561 | 33936 | Energy Northwest | 33936
161 | Consolidated Irrigation District #19 | 0 | 0 | 0 | 0 | 2295 | 0 | 296 | 0 | 0 | 0 | 0 | 0 | 0 | 0 | 0 | 125 | 2716 | Consolidated Irrigation District #19 | 2716
162 | Fairchild Airforce Base | 0 | 0 | 0 | 0 | 38474 | 0 | 4958 | 0 | 0 | 0 | 0 | 0 | 0 | 0 | 0 | 2094 | 45526 | Fairchild Airforce Base | 45526
164 | Grant County PUD #2 (Rate Schedule 13) | 0 | 0 | 0 | 0 | 800000 | 0 | 0 | 0 | 0 | 0 | 0 | 0 | 0 | 0 | 0 | 0 | 800000 | Grant County PUD #2 (Rate Schedule 13) | 800000
| Washington State Total Electricity | 159621 | 537485 | 8289597 | 36131 | 47662929 | 11676676 | 3920111 | 36269 | 0 | 14786 | 507748 | 0 | 41106 | 5048232 | 9991593 | 1653955 | 89576239 |  | 89576241
|  | Biogas | Biomass | Coal | Geothermal | Hydro | Natural Gas | Nuclear | Other Biogenic | Other Non-Biogenic | Petroleum | Solar | Unknown | Waste | Wind | Unspecified (Plant) | Unspecified (BPA) | Total
| 2020 WA Total Electricity FMD | 159621 | 536191 | 8289597 | 36131 | 47726027 | 11676676 | 3928237 | 36269 | 0 | 16080 | 507748 | 0 | 41106 | 5561685 | 9909829 | 1434369 | 89859566
| 2021 WA Total Electricity FMD 04202023 | 159621 | 536191 | 8289597 | 36131 | 47670171 | 11676676 | 3921045 | 36269 | 0 | 16080 | 507748 | 0 | 41106 | 5404749 | 9909829 | 1654349 | 89859562
| 2021 WA Total Electricity FMD 12112023 | 159621 | 537485 | 8289597 | 36131 | 47662929 | 11676676 | 3920111 | 36269 | 0 | 14786 | 507748 | 0 | 41106 | 5048232 | 9991593 | 1653955 | 89576239
| Difference in the two FMD reports | 0 | 1294 | 0 | 0 | -7242 | 0 | -934 | 0 | 0 | -1294 | 0 | 0 | 0 | -356517 | 81764 | -394 | -283323
Note on C1: Love Goyal: Sum of "Total Claims on Plants (Specified) MWh" column by Claimant ID and fuel type
Note on D1: Love Goyal: Sum of "Total Claims on Plants (Specified) MWh" column by Claimant ID and fuel type
Note on E1: Love Goyal: Sum of "Total Claims on Plants (Specified) MWh" column by Claimant ID and fuel type
Note on F1: Love Goyal: Sum of "Total Claims on Plants (Specified) MWh" column by Claimant ID and fuel type
Note on G1: Love Goyal: Sum of "Total Claims on Plants (Specified) MWh" column by Claimant ID and fuel type
Note on H1: Love Goyal: Sum of "Total Claims on Plants (Specified) MWh" column by Claimant ID and fuel type
Note on I1: Love Goyal: Sum of "Total Claims on Plants (Specified) MWh" column by Claimant ID and fuel type
Note on J1: Love Goyal: Sum of "Total Claims on Plants (Specified) MWh" column by Claimant ID and fuel type
Note on K1: Love Goyal: Sum of "Total Claims on Plants (Specified) MWh" column by Claimant ID and fuel type
Note on L1: Love Goyal: Sum of "Total Claims on Plants (Specified) MWh" column by Claimant ID and fuel type
Note on M1: Love Goyal: Sum of "Total Claims on Plants (Specified) MWh" column by Claimant ID and fuel type
Note on N1: Love Goyal: Sum of "Total Claims on Plants (Specified) MWh" column by Claimant ID and fuel type
Note on O1: Love Goyal: Sum of "Total Claims on Plants (Specified) MWh" column by Claimant ID and fuel type
Note on P1: Love Goyal: Sum of "Total Claims on Plants (Specified) MWh" column by Claimant ID and fuel type
Note on Q1: Love Goyal: Sum of "Unspecified Purchases MWh" column by Claimant ID
Note on R1: Love Goyal: Sum of "BPA Unspecified Purchases MWh" column by Claimant ID
Note on C73: Love Goyal: Sum of "Total Claims on Plants (Specified) MWh" column by Claimant ID and fuel type
Note on D73: Love Goyal: Sum of "Total Claims on Plants (Specified) MWh" column by Claimant ID and fuel type
Note on E73: Love Goyal: Sum of "Total Claims on Plants (Specified) MWh" column by Claimant ID and fuel type
Note on F73: Love Goyal: Sum of "Total Claims on Plants (Specified) MWh" column by Claimant ID and fuel type
Note on G73: Love Goyal: Sum of "Total Claims on Plants (Specified) MWh" column by Claimant ID and fuel type
Note on H73: Love Goyal: Sum of "Total Claims on Plants (Specified) MWh" column by Claimant ID and fuel type
Note on I73: Love Goyal: Sum of "Total Claims on Plants (Specified) MWh" column by Claimant ID and fuel type
Note on J73: Love Goyal: Sum of "Total Claims on Plants (Specified) MWh" column by Claimant ID and fuel type
Note on K73: Love Goyal: Sum of "Total Claims on Plants (Specified) MWh" column by Claimant ID and fuel type
Note on L73: Love Goyal: Sum of "Total Claims on Plants (Specified) MWh" column by Claimant ID and fuel type
Note on M73: Love Goyal: Sum of "Total Claims on Plants (Specified) MWh" column by Claimant ID and fuel type
Note on N73: Love Goyal: Sum of "Total Claims on Plants (Specified) MWh" column by Claimant ID and fuel type
Note on O73: Love Goyal: Sum of "Total Claims on Plants (Specified) MWh" column by Claimant ID and fuel type
Note on P73: Love Goyal: Sum of "Total Claims on Plants (Specified) MWh" column by Claimant ID and fuel type
Note on Q73: Love Goyal: Sum of "Unspecified Purchases MWh" column by Claimant ID
Note on R73: Love Goyal: Sum of "BPA Unspecified Purchases MWh" column by Claimant ID

## EF_Tables
Electricity Generation Mixes, Combustion Technolgy Shares and Power Plant Energy Conversion Efficiencies for GREET Calculation
Electricity Production: WAMX Region | Generation Mix for EVs, Grid-Connected PHEVs, and Electrolysis H2 | Combustion Technology Shares for A Given Plant Fuel Type: EVs, GC PHEVs, and Electrolysis | Power Plant Energy Conversion Efficiency (Transportation)
Residual Oil-Fired Power Plants | 0.0624% |  | 33.65%
Boiler |  | 72.4% | 33.9%
Internal Combustion Engine |  | 15.5% | 39% |  |  |  | Allocation of Washington Fuel Mix Disclosure Resources Categories to WA-GREET Resources Categories
Gas Turbine |  | 12.1% | 27.6% |  |  |  |  | Residual oil | Natural gas | Coal | Nuclear power | Biomass | Biogas | Hydroelectric | Geothermal | Wind | Solar PV
Natural Gas-Fired Power Plants | 26.04% |  | 48.12% |  |  |  | Biogas | [5 empty] | 1
Boiler |  | 6.4% | 32% |  |  |  | Biomass |  |  |  |  | 1
Simple-cycle gas turbine |  | 3.3% | 32.8% |  |  |  | Coal |  |  | 1
Combined-cycle gas turbine |  | 89.2% | 51.1% |  |  |  | Geothermal | [7 empty] | 1
Internal Combustion Engine |  | 1.1% | 34.4% |  |  |  | Hydro | [6 empty] | 1
Coal-Fired Power Plants | 9.254% |  | 34.7% |  |  |  | Natural Gas |  | 1
Boiler |  | 100% | 34.7% |  |  |  | Nuclear |  |  |  | 1
IGCC |  | 0% | 40% |  |  |  | Other Biogenic | [5 empty] | 1
Biomass Power Plants | 0.6% |  | 22.6% |  |  |  | Other Non-Biogenic | 1
Boiler |  | 100% | 22.6% |  |  |  | Petroleum | 1
IGCC |  | 0% | 40% |  |  |  | Solar | [9 empty] | 1
Biogas-Fired Power Plants | 0.2187% |  | 34.4% |  |  |  | Unknown |  | 1
Nuclear Power Plants | 4.376% |  | 100% |  |  |  | Waste | 1
Other Power Plants (hydro, wind, geothermal, etc.) | 59.45% |  | 100% |  |  |  | Wind | [8 empty] | 1
Hydroelectric |  | 89.5% |  |  |  |  | Unspecified (Plant) |  | 1
Geothermal |  | 0.06785% |  |  |  |  | Unspecified (BPA) |  | 1
Wind |  | 9.479%
Solar PV |  | 0.9534% | [16 empty] | Average CI | #REF! | g/kWh
Others (Biogenic Waste, Pumped Storage, etc.) |  | 0% | [17 empty] | St. Dev. | #REF!
Electric Transmission and Distribution Loss | 6.5%
[8 empty] | 1) Emission Factors of Fuel Combustion for Stationary Applications (grams per mmBtu of fuel burned) | [12 empty] | Feedstocks |  | Fuels
Upstream CI for Electricity Resources g/MMBtu of resource | Residual Oil | NG | Coal | Biomass | Nuclear | Other renewable energy sources |  |  | Biogas |  |  |  |  | Nuclear | LWR | [5 empty] | Crude for Use in U.S. Refineries | Crude for Use in WA Refineries | Gasoline Blendstock | WA Gasoline Blendstock | Gasoline | WA Gasoline | LPG | Resi. Oil
VOC | 5.7614 | 10.3492 | 7.5283 | 1.0267 | 0.94814 | 0 |  |  | Stationary Reciprocating Engine | RNG Flaring |  |  |  | 22.4068 | 6.926 | 3412.1416 |  |  |  | Loss factor |  |  | 0.8634 | 0.86337 | 0.80584 | 0.80611 | 0.88035 | 0.9992
CO | 12.2499 | 32.2107 | 3.0358 | 4.3117 | 3.9539 | 0 |  | VOC | 62.701 | 23.666 |  |  |  | 93.4408 | [5 empty] | VOC | 3.9999 | 7.4602 | 24.3387 | 24.9143 | 25.5473 | 26.0795 | 5.0953 | 1.7647
CH4 | 162.141 | 260.4722 | 149.1685 | 4.7612 | 6.4754 | 0 |  | CO | 273.497 | 41.469 |  |  |  | 153.031 | [5 empty] | CO | 8.8115 | 26.7967 | 9.1491 | 12.1516 | 12.0377 | 14.8295 | 7.8529 | 3.4454
N2O | 0.20634 | 1.4255 | 0.036082 | 0.02596 | 0.046585 | 0 |  | NOx | 20.137 | 16.204 |  |  |  | 1.1009 | [5 empty] | CH4 | 149.3837 | 195.147 | 51.4938 | 58.8979 | 56.8984 | 63.7897 | 42.7561 | 12.8768
CO2 | 10686.3746 | 6791.8288 | 1730.5971 | 2104.4174 | 2393.2243 | 0 |  | PM10 | 8.496 | 5.041 |  |  |  | 56557.8574 | [5 empty] | N2O | 0.1133 | 0.19032 | 0.25483 | 0.25842 | 2.5586 | 2.5498 | 0.19509 | 0.093126
CO2e | 14838.5938 | 13811.3185 | 5498.7965 | 2241.159 | 2578.1611 | 0 |  | PM2.5 | 8.496 | 5.041 | [9 empty] | CO2 | 6173.0623 | 8258.0016 | 12231.5923 | 12149.3417 | 14333.6303 | 14248.6216 | 10521.5452 | 4518.2507
[8 empty] | SOx | 0.26857 | 0.26857 | [9 empty] | CO2 (w/ C in VOC & CO) | 6199.3753 | 8323.3617 | 12321.8251 | 12246.0867 | 14432.1691 | 14353.2062 | 10549.7658 | 4529.1651
| Geothermal-Flash | [6 empty] | BC | 1.6992 | 4.789 | [9 empty] | GHGs | 9927.1237 | 13062.1319 | 13718.7695 | 13804.7527 | 16587.0155 | 16655.1403 | 11609.9236 | 4848.7516
Shares of Geothermal Technologies | 100% | [6 empty] | OC | 3.6363 | 0.25205
Fugitive CO2 emissions from geofluid (g CO2/kWh) | 91 | [6 empty] | CH4 | 445.958 | 31.587
[8 empty] | N2O | 0.867 | 1.1
[8 empty] | CO2 | 57561.0986 | 59186.8934
[8 empty] | CO2c | 59412.6823 | 59412.6823
Power Plant Emissions: in Grams per kWh of Electricity Available at Power Plant Gate
| User-Inputted Emission Factors (Default Data Here Are Emission Factors for EPA Database [g/kWh]) | [11 empty] | User-Inputted Emission Factors: Stationary Electricity Use |  |  |  |  | User-Inputted Emission Factors
| By Fuel-Type Plants | [11 empty] | By Fuel-Type Plants |  |  |  |  | Stationary Use
| Oil Boiler | Oil Internal Combustion Engine | Oil Gas Turbine | NG Boiler | NG SC Turbine | NG CC Turbine | NG Internal Combustion Engine | Coal Boiler | Coal IGCC Turbine | Biomass Boiler: Forest Residue | Biomass IGCC Turbine: Forest Residue | Biogas Fired | Oil-Fired | NG-Fired | Coal-Fired | Biomass-Fired | Biogas-Fired | Total
VOC | 0.009 | 0.011 | 0.002 | 0.033 | 0.011 | 0.002 | 0.973 | 0.015 | 0.0009 | 0.131 | 0.07 | 0.62193 | 0.008463 | 0.014962 | 0.015 | 0.131 | 0.62193 | 0.0074351
CO | 0.181 | 0.03 | 0.021 | 0.495 | 0.429 | 0.093 | 3.347 | 0.127 | 0.0151 | 4.614 | 0.071 | 2.7128 | 0.13823 | 0.16561 | 0.127 | 4.614 | 2.7128 | 0.088576
NOx | 7.841 | 3.551 | 0.831 | 0.427 | 0.186 | 0.084 | 3.705 | 1.493 | 0.1015 | 2.81 | 0.078 | 0.19974 | 6.3278 | 0.14915 | 1.493 | 2.81 | 0.19974 | 0.19824
PM10 | 0.096 | 0.01 | 0.28 | 0.045 | 0.037 | 0.001 | 0.414 | 0.399 | 1.6965 | 2.899 | 0.024 | 0.084272 | 0.10493 | 0.009547 | 0.399 | 2.899 | 0.084272 | 0.057055
PM2.5 | 0.067 | 0.01 | 0.067 | 0.045 | 0.037 | 0.001 | 0.414 | 0.247 | 0.4945 | 2.053 | 0.012 | 0.084272 | 0.058165 | 0.009547 | 0.247 | 2.053 | 0.084272 | 0.037883
SOx | 7.441 | 0.287 | 0.088 | 0.008 | 0.004 | 0.004 | 0.009 | 1.031 | 0.0351 | 0.63377 | 0.35808 | 0.0026639 | 5.4424 | 0.004311 | 1.031 | 0.63377 | 0.0026639 | 0.10374
BC | 0.0042478 | 0.0015 | 0.00402 | 0.007425 | 0.001073 | 2.9e-05 | 0.0828 | 0.010621 | 0.021264 | 0.28331 | 0.001656 | 0.016854 | 0.0037943 | 0.0014473 | 0.010621 | 0.28331 | 0.016854 | 0.0030989
OC | 0.002948 | 0.0039 | 0.00268 | 0.01926 | 0.02516 | 0.00068 | 0.17719 | 0.020007 | 0.040054 | 0.66928 | 0.003912 | 0.036068 | 0.0030631 | 0.0046186 | 0.020007 | 0.66928 | 0.036068 | 0.0071507
CH4 | 0.032 | 0.028 | 0.039 | 0.011 | 0.011 | 0.007 | 0.01 | 0.01 | 0.009 | 0.479 | 0.030424 | 4.4235 | 0.032227 | 0.007421 | 0.01 | 0.479 | 4.4235 | 0.015425
N2O | 0.006 | 0.006 | 0.008 | 0.001 | 0.001 | 0.001 | 0.001 | 0.016 | 0.0135 | 0.064 | 0.087287 | 0.0085998 | 0.006242 | 0.001 | 0.016 | 0.064 | 0.0085998 | 0.0021478
CO2 | 855.9689 | 744.2242 | 1051.7216 | 632.6707 | 617.3492 | 396.5545 | 580.1593 | 983.6179 | 853.3607 | 1452.1372 | 825.1156 | 570.9495 | 862.3345 | 420.9719 | 983.6179 | -8.9761 | -18.3659 | 201.112
[10 empty] | -1461.1133 | -825.529 | -589.3154
CO2e | [12 empty] | 865.2439 | 421.7623 | 988.8822 | 29.7298 | 100.9848 | 202.3001
Global Warming Potentials of Greenhouse Gases: relative to CO2 |  |  |  | Carbon and Sulfur Ratios of Pollutants
CO2 | 1 |  |  | Carbon ratio of VOC | 0.85
CH4 | 25 |  |  | Carbon ratio of CO | 0.42857
N2O | 298 |  |  | Carbon ratio of CH4 | 0.75
VOC | 3.1167 |  |  | Carbon ratio of CO2 | 0.27273
CO | 1.5714 |  |  | Sulfur ratio of SO2 | 0.5
NO2 | 0
Unit Conversion
Mass | 1 g | 1 kg | 1 metric ton | 1 lb | 1 short ton
g | 1 | 1000 | 1000000 | 453.5924 | 907184.74
kg | 0.001 | 1 | 1000 | 0.45359 | 907.1847
metric ton | 1e-06 | 0.001 | 1 | 0.00045359 | 0.90718
lb | 0.0022046 | 2.2046 | 2204.6226 | 1 | 2000
short ton | 1.1023e-06 | 0.0011023 | 1.1023 | 0.0005 | 1
Volume | 1 m3 | 1 ml | 1 L | 1 gal | 1 ft3
m3 | 1 | 1e-06 | 0.001 | 0.0037854 | 0.028317
ml | 1000000 | 1 | 1000 | 3785.411 | 28316.847
L | 1000 | 0.001 | 1 | 3.7854 | 28.3168
gal | 264.1721 | 0.00026417 | 0.26417 | 1 | 7.4805
ft3 | 35.3147 | 3.5315e-05 | 0.035315 | 0.13368 | 1
Energy | 1 J | 1kJ | 1 MJ | 1Wh | 1 kWh | 1 BTU | 1 mmBTU
J | 1 | 1000 | 1000000 | 3600 | 3600000 | 1055.0558 | 1055055850
kJ | 0.001 | 1 | 1000 | 3.6 | 3600 | 1.0551 | 1055055.85
MJ | 1e-06 | 0.001 | 1 | 0.0036 | 3.6 | 0.0010551 | 1055.0558
Wh | 0.00027778 | 0.27778 | 277.7778 | 1 | 1000 | 0.29307 | 293071.0694
kWh | 2.7778e-07 | 0.00027778 | 0.27778 | 0.001 | 1 | 0.00029307 | 293.0711
BTU | 0.00094782 | 0.94782 | 947.8171 | 3.4121 | 3412.1416 | 1 | 1000000
mmBTU | 9.4782e-10 | 9.4782e-07 | 0.00094782 | 3.4121e-06 | 0.0034121 | 1e-06 | 1
Note on C4: This generation mix is for calculating energy use and emissions of electricity generation for use in EVs, grid operations of charge-depleting HEVs, and electrolysis hydrogen.
Note on B18: Assuming 20% moisture in biomass feedstock
Note on B19: Assuming 20% moisture in biomass feedstock
Note on E21: The efficiency of 100% means that Btu accounting starts from Btu contained in electricity. The thermal efficiency of electricity generation in nuclear power plants (LWR) is 35%.
Note on B32: Love Goyal: Based on WA-GREET for WACC Region Factors saved on Electric!V209
Note on C32: Love Goyal: Petroleum!$B 269*Petroleum!$I$262+Petroleum!$I269
Note on D32: Love Goyal: NG!C91:101
Note on E32: Love Goyal: Coal!B78:B88
Note on F32: Love Goyal: =EtOH!$DW461/Fuel_Specs!$B$80*1e6
Note on G32: Love Goyal: =Uranium!$B93/(Electric!$B$12*1000*kWh2mmBTU)
Note on K32: Love Goyal: EF!$BG4
Note on C47: Factors extracted from corresponding column in the Table Electric!R87 except biogas
Note on M58: GREET-calculated emission factors.
Note on M59: GREET-calculated emission factors.
Note on L61: This is the amount of CO2 in burnt biomass that is from the atmosphere.
Note on M61: This is the amount of CO2 in burnt biomass that is from the atmosphere.

## Summary 2021 Utility Spec. CI
|  |  | Summary of 2021 Fuel Mix 04202023 used for Utility CI Calculation in MWh | [16 empty] | 04202023 Summary of 2021 GREET Re-categorized Fuel Share in MWh | [12 empty] | 2021 Utility Spacific Electricity CI based on 04202023 FMD |  |  | 2021 Utility Spacific Electricity CI based on 12112023 FMD
Claimant ID |  | Claimant Name | Biogas | Biomass | Coal | Geothermal | Hydro | Natural Gas | Nuclear | Other Biogenic | Other Non-Biogenic | Petroleum | Solar | Unknown | Waste | Wind | Unspecified (Plant) | Unspecified (BPA) | Total | Residual oil | Natural gas | Coal | Nuclear power | Biomass | Biogas | Hydroelectric | Geothermal | Wind | Solar PV | Total | Claimant Name | Pathway Codes | Upstream emission, gCO2e/MJ | Production phase emission, gCO2e/MJ | Utility Specific CI, gCO2e/MJ | Upstream emission, gCO2e/MJ | Production phase emission, gCO2e/MJ | Utility Specific CI, gCO2e/MJ
1 | Alder Mutual Light | Alder Mutual Light | 0 | 0 | 0 | 0 | 4976 | 0 | 641 | 0 | 0 | 0 | 0 | 0 | 0 | 0 | 0 | 271 | 5888 | 0 | 271 | 0 | 641 | 0 | 0 | 4976 | 0 | 0 | 0 | 5888 | Alder Mutual Light | ELCWAAML2023 | 1.6237 | 5.7671 | 7.3908 | 1.6237 | 5.7671 | 7.3908
4 | Benton County PUD #1 | Benton County PUD #1 | 26179 | 38821 | 0 | 0 | 1421754 | 0 | 178453 | 0 | 0 | 0 | 0 | 0 | 0 | 135537 | 0 | 75375 | 1876119 | 0 | 75375 | 0 | 178453 | 38821 | 26179 | 1421754 | 0 | 135537 | 0 | 1876119 | Benton County PUD #1 | ELCWABEN2023 | 1.6237 | 5.6355 | 7.261 | 1.6256 | 5.6355 | 7.261
5 | Benton Rural Electric Assn | Benton Rural Electric Assn | 0 | 0 | 0 | 0 | 528349 | 0 | 68090 | 0 | 0 | 0 | 0 | 0 | 0 | 0 | 0 | 28760 | 625199 | 0 | 28760 | 0 | 68090 | 0 | 0 | 528349 | 0 | 0 | 0 | 625199 | Benton Rural Electric Assn | ELCWABRA2023 | 1.6231 | 5.764 | 7.3871 | 1.6231 | 5.764 | 7.3871
6 | Big Bend Electric Coop | Big Bend Electric Coop | 0 | 0 | 0 | 0 | 486901 | 0 | 62749 | 0 | 0 | 0 | 0 | 0 | 0 | 0 | 41667 | 26504 | 617821 | 0 | 68171 | 0 | 62749 | 0 | 0 | 486901 | 0 | 0 | 0 | 617821 | Big Bend Electric Coop | ELCWABBC2023 | 3.4759 | 13.8258 | 17.3017 | 3.4759 | 13.8258 | 17.3017
12 | City of Blaine | City of Blaine | 0 | 0 | 0 | 0 | 71801 | 0 | 9253 | 0 | 0 | 0 | 0 | 0 | 0 | 0 | 0 | 3908 | 84962 | 0 | 3908 | 0 | 9253 | 0 | 0 | 71801 | 0 | 0 | 0 | 84962 | City of Blaine | ELCWABLN2023 | 1.623 | 5.7635 | 7.3864 | 1.623 | 5.7635 | 7.3864
18 | Centralia City Light | Centralia City Light | 0 | 0 | 37097 | 0 | 206807 | 0 | 22687 | 0 | 0 | 81 | 0 | 0 | 0 | 0 | 0 | 9583 | 276255 | 81 | 9583 | 37097 | 22687 | 0 | 0 | 206807 | 0 | 0 | 0 | 276255 | Centralia City Light | ELCWACCL2023 | 3.3942 | 43.873 | 47.2672 | 3.3942 | 43.873 | 47.2672
19 | Chelan County PUD #1 | Chelan County PUD #1 | 0 | 0 | 0 | 0 | 1716977 | 0 | 0 | 0 | 0 | 42 | 0 | 0 | 0 | 923 | 0 | 0 | 1717942 | 42 | 0 | 0 | 0 | 0 | 0 | 1716977 | 0 | 923 | 0 | 1717942 | Chelan County PUD #1 | ELCWACHP2023 | 0.0010928 | 0.0062844 | 0.0073772 | 0.0010928 | 0.0062844 | 0.0073772
20 | Cheney Light Department | Cheney Light Department | 0 | 0 | 0 | 0 | 116657 | 0 | 15034 | 0 | 0 | 0 | 0 | 0 | 0 | 0 | 12385 | 6350 | 150426 | 0 | 18735 | 0 | 15034 | 0 | 0 | 116657 | 0 | 0 | 0 | 150426 | Cheney Light Department | ELCWACLD2023 | 3.885 | 15.6057 | 19.4907 | 3.885 | 15.6057 | 19.4907
21 | Chewelah Electric Department | Chewelah Electric Department | 0 | 0 | 0 | 0 | 18121 | 0 | 2335 | 0 | 0 | 0 | 0 | 0 | 0 | 0 | 0 | 986 | 21442 | 0 | 986 | 0 | 2335 | 0 | 0 | 18121 | 0 | 0 | 0 | 21442 | Chewelah Electric Department | ELCWACED2023 | 1.6226 | 5.7619 | 7.3845 | 1.6226 | 5.7619 | 7.3845
22 | Clallam County PUD #1 | Clallam County PUD #1 | 0 | 0 | 0 | 0 | 595530 | 0 | 75594 | 0 | 0 | 0 | 0 | 0 | 0 | 0 | 0 | 31929 | 703053 | 0 | 31929 | 0 | 75594 | 0 | 0 | 595530 | 0 | 0 | 0 | 703053 | Clallam County PUD #1 | ELCWACCP2023 | 1.6024 | 5.6905 | 7.2929 | 1.6024 | 5.6905 | 7.2929
23 | Clark County PUD #1 | Clark County PUD #1 | 0 | 0 | 0 | 0 | 2234764 | 1677237 | 286027 | 0 | 0 | 0 | 0 | 0 | 0 | 203012 | 369177 | 120811 | 4891028 | 0 | 2167225 | 0 | 286027 | 0 | 0 | 2234764 | 0 | 203012 | 0 | 4891028 | Clark County PUD #1 | ELCWACLP2023 | 13.0453 | 55.521 | 68.5663 | 13.0453 | 55.521 | 68.5663
26 | Clearwater Power (WA) | Clearwater Power (WA) | 0 | 0 | 0 | 0 | 19014 | 0 | 2450 | 0 | 0 | 0 | 0 | 0 | 0 | 0 | 83 | 1035 | 22582 | 0 | 1118 | 0 | 2450 | 0 | 0 | 19014 | 0 | 0 | 0 | 22582 | Clearwater Power (WA) | ELCWACWP2023 | 1.6328 | 5.8066 | 7.4394 | 1.724 | 6.2034 | 7.9275
32 | Columbia Rural Electric Assn (WA) | Coulee Dam, Town of | 0 | 0 | 0 | 0 | 14507 | 0 | 1870 | 0 | 0 | 0 | 0 | 0 | 0 | 0 | 0 | 790 | 17167 | 0 | 790 | 0 | 1870 | 0 | 0 | 14507 | 0 | 0 | 0 | 17167 | Coulee Dam, Town of | ELCWACOD2023 | 1.6236 | 5.7662 | 7.3898 | 1.6236 | 5.7662 | 7.3898
33 | Coulee Dam, Town of | Cowlitz County PUD #1 | 0 | 145109 | 5998 | 0 | 2854806 | 33772 | 340293 | 2636 | 0 | 532 | 135345 | 0 | 0 | 333517 | 575323 | 143732 | 4571063 | 532 | 752827 | 5998 | 340293 | 145109 | 2636 | 2854806 | 0 | 333517 | 135345 | 4571063 | Cowlitz County PUD #1 | ELCWACOP2023 | 5.3319 | 21.3494 | 26.6813 | 5.3319 | 21.3494 | 26.6813
35 | Cowlitz County PUD #1 | Douglas County PUD #1 | 0 | 0 | 0 | 0 | 171409 | 0 | 22090 | 0 | 0 | 0 | 0 | 0 | 0 | 0 | 1046010 | 9330 | 1248839 | 0 | 1055340 | 0 | 22090 | 0 | 0 | 171409 | 0 | 0 | 0 | 1248839 | Douglas County PUD #1 | ELCWADCP2023 | 24.6339 | 105.8862 | 130.5202 | 24.6339 | 105.8862 | 130.5202
38 | Douglas County PUD #1 | Eatonville Electric Department | 0 | 0 | 0 | 0 | 24351 | 0 | 3138 | 0 | 0 | 0 | 0 | 0 | 0 | 0 | 0 | 1326 | 28815 | 0 | 1326 | 0 | 3138 | 0 | 0 | 24351 | 0 | 0 | 0 | 28815 | Eatonville Electric Department | ELCWAEED2023 | 1.6235 | 5.7661 | 7.3896 | 1.6235 | 5.7661 | 7.3896
39 | Eatonville Electric Department | Elmhurst Mutual Power & Light | 0 | 0 | 0 | 0 | 244423 | 0 | 31500 | 0 | 0 | 0 | 0 | 0 | 0 | 0 | 0 | 13305 | 289228 | 0 | 13305 | 0 | 31500 | 0 | 0 | 244423 | 0 | 0 | 0 | 289228 | Elmhurst Mutual Power & Light | ELCWAEML2023 | 1.6231 | 5.7641 | 7.3872 | 1.6231 | 5.7641 | 7.3872
41 | Elmhurst Mutual Power & Light | Ellensburg Electric Division | 0 | 0 | 0 | 0 | 180054 | 0 | 23204 | 0 | 0 | 0 | 0 | 0 | 0 | 0 | 0 | 9801 | 213059 | 0 | 9801 | 0 | 23204 | 0 | 0 | 180054 | 0 | 0 | 0 | 213059 | Ellensburg Electric Division | ELCWAELD2023 | 1.6231 | 5.764 | 7.3871 | 1.6231 | 5.764 | 7.3871
44 | Ellensburg Electric Division | Ferry County PUD #1 | 0 | 0 | 0 | 0 | 67519 | 0 | 8701 | 0 | 0 | 0 | 0 | 0 | 0 | 0 | 0 | 3675 | 79895 | 0 | 3675 | 0 | 8701 | 0 | 0 | 67519 | 0 | 0 | 0 | 79895 | Ferry County PUD #1 | ELCWAFCP2023 | 1.623 | 5.7636 | 7.3865 | 1.623 | 5.7636 | 7.3865
46 | Ferry County PUD #1 | Franklin County PUD #1 | 0 | 0 | 0 | 0 | 864620 | 39357 | 109897 | 0 | 0 | 0 | 0 | 0 | 0 | 24501 | 49459 | 46418 | 1134252 | 0 | 135234 | 0 | 109897 | 0 | 0 | 864620 | 0 | 24501 | 0 | 1134252 | Franklin County PUD #1 | ELCWAFRP2023 | 3.7223 | 14.9393 | 18.6615 | 3.7223 | 14.9393 | 18.6615
47 | Franklin County PUD #1 | Grays Harbor County PUD #1 | 0 | 0 | 0 | 0 | 919962 | 29572 | 118559 | 0 | 0 | 0 | 0 | 0 | 0 | 48988 | 0 | 50077 | 1167158 | 0 | 79649 | 0 | 118559 | 0 | 0 | 919962 | 0 | 48988 | 0 | 1167158 | Grays Harbor County PUD #1 | ELCWAGHP2023 | 2.3191 | 8.7926 | 11.1118 | 2.251 | 8.5508 | 10.8018
48 | Grays Harbor County PUD #1 | Inland Power & Light | 0 | 0 | 0 | 0 | 867990 | 0 | 111861 | 0 | 0 | 0 | 0 | 0 | 0 | 0 | 89963 | 47248 | 1117062 | 0 | 137211 | 0 | 111861 | 0 | 0 | 867990 | 0 | 0 | 0 | 1117062 | Inland Power & Light | ELCWAIPL2023 | 3.8356 | 15.3909 | 19.2266 | 3.8356 | 15.3909 | 19.2266
52 | Inland Power & Light | Klickitat County PUD #1 | 0 | 0 | 0 | 0 | 375442 | 0 | 42962 | 0 | 0 | 0 | 0 | 0 | 0 | 0 | 74498 | 18146 | 511048 | 0 | 92644 | 0 | 42962 | 0 | 0 | 375442 | 0 | 0 | 0 | 511048 | Klickitat County PUD #1 | ELCWAKCP2023 | 5.4943 | 22.7148 | 28.2091 | 5.4943 | 22.7148 | 28.2091
54 | Kittitas County PUD #1 | Lakeview Light & Power | 0 | 0 | 0 | 0 | 222037 | 0 | 28615 | 0 | 0 | 0 | 0 | 0 | 0 | 0 | 0 | 12086 | 262738 | 0 | 12086 | 0 | 28615 | 0 | 0 | 222037 | 0 | 0 | 0 | 262738 | Lakeview Light & Power | ELCWALAK2023 | 1.6231 | 5.7639 | 7.3869 | 1.6231 | 5.7639 | 7.3869
56 | Klickitat County PUD #1 | Lewis County PUD #1 | 0 | 0 | 0 | 0 | 749881 | 0 | 96096 | 0 | 0 | 0 | 0 | 0 | 0 | 11677 | 62847 | 40589 | 961090 | 0 | 103436 | 0 | 96096 | 0 | 0 | 749881 | 0 | 11677 | 0 | 961090 | Lewis County PUD #1 | ELCWALCP2023 | 3.3927 | 13.4853 | 16.878 | 3.3927 | 13.4853 | 16.878
59 | Lakeview Light & Power | McCleary Light & Power | 0 | 0 | 0 | 0 | 27373 | 0 | 3528 | 0 | 0 | 0 | 0 | 0 | 0 | 0 | 0 | 1490 | 32391 | 0 | 1490 | 0 | 3528 | 0 | 0 | 27373 | 0 | 0 | 0 | 32391 | McCleary Light & Power | ELCWAMCL2023 | 1.6231 | 5.7639 | 7.387 | 1.6231 | 5.7639 | 7.387
63 | Lewis County PUD #1 | Milton Electric Division | 0 | 0 | 0 | 0 | 49107 | 0 | 6329 | 0 | 0 | 0 | 0 | 0 | 0 | 0 | 0 | 2673 | 58109 | 0 | 2673 | 0 | 6329 | 0 | 0 | 49107 | 0 | 0 | 0 | 58109 | Milton Electric Division | ELCWAMED2023 | 1.6231 | 5.7638 | 7.3869 | 1.6231 | 5.7638 | 7.3869
64 | McCleary Light & Power | Modern Electric Water Company | 0 | 0 | 0 | 0 | 201964 | 0 | 26028 | 0 | 0 | 0 | 0 | 0 | 0 | 0 | 0 | 10994 | 238986 | 0 | 10994 | 0 | 26028 | 0 | 0 | 201964 | 0 | 0 | 0 | 238986 | Modern Electric Water Company | ELCWAMEW2023 | 1.6231 | 5.7642 | 7.3873 | 1.6231 | 5.7642 | 7.3873
66 | Milton Electric Division | Nespelem Valley Elec Coop | 0 | 0 | 0 | 0 | 60723 | 0 | 7826 | 0 | 0 | 0 | 0 | 0 | 0 | 0 | 0 | 3305 | 71854 | 0 | 3305 | 0 | 7826 | 0 | 0 | 60723 | 0 | 0 | 0 | 71854 | Nespelem Valley Elec Coop | ELCWANCV2023 | 1.6229 | 5.7633 | 7.3863 | 1.6229 | 5.7633 | 7.3863
69 | Modern Electric Water Company | Northern Lights (WA) | 0 | 0 | 0 | 0 | 99 | 0 | 13 | 0 | 0 | 0 | 0 | 0 | 0 | 0 | 1 | 5 | 118 | 0 | 6 | 0 | 13 | 0 | 0 | 99 | 0 | 0 | 0 | 118 | Northern Lights (WA) | ELCWANTL2023 | 1.7674 | 6.3712 | 8.1386 | 1.7674 | 6.3712 | 8.1386
71 | Nespelem Valley Elec Coop | Ohop Mutual Light | 0 | 0 | 0 | 0 | 79445 | 0 | 10238 | 0 | 0 | 0 | 0 | 0 | 0 | 0 | 0 | 4324 | 94007 | 0 | 4324 | 0 | 10238 | 0 | 0 | 79445 | 0 | 0 | 0 | 94007 | Ohop Mutual Light | ELCWAOML2023 | 1.5325 | 5.3893 | 6.9217 | 1.6229 | 5.7634 | 7.3863
72 | Northern Lights (WA) | Okanogan County PUD #1 | 0 | 0 | 0 | 0 | 335611 | 0 | 43251 | 0 | 0 | 0 | 0 | 0 | 0 | 1 | 260243 | 18268 | 657374 | 0 | 278511 | 0 | 43251 | 0 | 0 | 335611 | 0 | 1 | 0 | 657374 | Okanogan County PUD #1 | ELCWAOCP2023 | 9.0155 | 37.9849 | 47.0004 | 12.4991 | 53.0864 | 65.5855
76 | Ohop Mutual Light | Pacific County PUD #2 | 0 | 0 | 0 | 0 | 257114 | 0 | 33135 | 0 | 0 | 0 | 0 | 0 | 0 | 0 | 25820 | 13996 | 330065 | 0 | 39816 | 0 | 33135 | 0 | 0 | 257114 | 0 | 0 | 0 | 330065 | Pacific County PUD #2 | ELCWAPCP2023 | 3.7722 | 15.1151 | 18.8874 | 3.7722 | 15.1151 | 18.8874
81 | Okanogan County PUD #1 | Parkland Light & Water | 0 | 0 | 0 | 0 | 99898 | 0 | 12874 | 0 | 0 | 0 | 0 | 0 | 0 | 0 | 0 | 5438 | 118210 | 0 | 5438 | 0 | 12874 | 0 | 0 | 99898 | 0 | 0 | 0 | 118210 | Parkland Light & Water | ELCWAPLW2023 | 1.6231 | 5.7642 | 7.3873 | 1.6231 | 5.7642 | 7.3873
82 | Pacific County PUD #2 | Grant County PUD #2 | 0 | 0 | 0 | 0 | 841331 | 0 | 5606 | 0 | 0 | 0 | 0 | 0 | 0 | 175 | 3991854 | 2368 | 4841334 | 0 | 3994222 | 0 | 5606 | 0 | 0 | 841331 | 0 | 175 | 0 | 4841334 | Grant County PUD #2 | ELCWAGCP2023 | 24.0079 | 103.3762 | 127.3841 | 24.0079 | 103.3762 | 127.3841
83 | Parkland Light & Water | Pend Oreille County PUD #1 | 0 | 0 | 0 | 0 | 224820 | 0 | 7025 | 0 | 0 | 0 | 0 | 0 | 0 | 0 | 66507 | 2967 | 301319 | 0 | 69474 | 0 | 7025 | 0 | 0 | 224820 | 0 | 0 | 0 | 301319 | Pend Oreille County PUD #1 | ELCWAPOP2023 | 6.7695 | 28.8901 | 35.6596 | 6.7695 | 28.8901 | 35.6596
84 | Grant County PUD #2 | Peninsula Light | 0 | 10000 | 0 | 0 | 545897 | 0 | 69205 | 0 | 0 | 0 | 0 | 0 | 0 | 67661 | 0 | 29231 | 721994 | 0 | 29231 | 0 | 69205 | 10000 | 0 | 545897 | 0 | 67661 | 0 | 721994 | Peninsula Light | ELCWAPEL2023 | 1.6298 | 5.6402 | 7.27 | 1.5677 | 5.1953 | 6.7631
85 | Pend Oreille County PUD #1 | Asotin County PUD #1 | 0 | 0 | 0 | 0 | 4637 | 0 | 598 | 0 | 0 | 0 | 0 | 0 | 0 | 0 | 0 | 252 | 5487 | 0 | 252 | 0 | 598 | 0 | 0 | 4637 | 0 | 0 | 0 | 5487 | Asotin County PUD #1 | ELCWAACP2023 | 1.6211 | 5.7547 | 7.3758 | 1.6211 | 5.7547 | 7.3758
86 | Peninsula Light | Port Angeles Light Operations | 0 | 0 | 0 | 0 | 350951 | 0 | 45228 | 0 | 0 | 0 | 0 | 0 | 0 | 0 | 0 | 19103 | 415282 | 0 | 19103 | 0 | 45228 | 0 | 0 | 350951 | 0 | 0 | 0 | 415282 | Port Angeles Light Operations | ELCWAPAL2023 | 1.623 | 5.7638 | 7.3869 | 1.623 | 5.7638 | 7.3869
88 | Asotin County PUD #1 | Wahkiakum County PUD #1 | 0 | 0 | 0 | 0 | 39933 | 0 | 5146 | 0 | 0 | 0 | 0 | 0 | 0 | 0 | 0 | 2174 | 47253 | 0 | 2174 | 0 | 5146 | 0 | 0 | 39933 | 0 | 0 | 0 | 47253 | Wahkiakum County PUD #1 | ELCWAWCP2023 | 1.6233 | 5.7648 | 7.388 | 1.6233 | 5.7648 | 7.388
89 | Port Angeles Light Operations | Mason County PUD #3 | 0 | 0 | 0 | 0 | 593748 | 0 | 75382 | 0 | 0 | 0 | 208 | 0 | 0 | 16798 | 0 | 31840 | 717976 | 0 | 31840 | 0 | 75382 | 0 | 0 | 593748 | 0 | 16798 | 208 | 717976 | Mason County PUD #3 | ELCWAMCP2023 | 1.5647 | 5.5567 | 7.1214 | 1.5647 | 5.5567 | 7.1214
90 | Wahkiakum County PUD #1 | Puget Sound Energy | 15731 | 3700 | 5425385 | 5000 | 5321864 | 6752499 | 103106 | 0 | 0 | 11837 | 180141 | 0 | 0 | 2298268 | 1986576 | 43550 | 22147657 | 11837 | 8782625 | 5425385 | 103106 | 3700 | 15731 | 5321864 | 5000 | 2298268 | 180141 | 22147657 | Puget Sound Energy | ELCWAPSE2023 | 15.2509 | 119.7805 | 135.0314 | 15.5108 | 121.8211 | 137.3319
91 | Mason County PUD #3 | Richland Energy Services | 0 | 0 | 0 | 0 | 765180 | 0 | 98611 | 0 | 0 | 0 | 6129 | 0 | 0 | 0 | 65663 | 41651 | 977234 | 0 | 107314 | 0 | 98611 | 0 | 0 | 765180 | 0 | 0 | 6129 | 977234 | Richland Energy Services | ELCWARES2023 | 3.4589 | 13.7598 | 17.2186 | 3.4589 | 13.7598 | 17.2186
92 | Puget Sound Energy | Ruston, Town of | 27 | 20 | 0 | 29 | 7627 | 0 | 543 | 0 | 0 | 0 | 114 | 0 | 0 | 911 | 0 | 229 | 9500 | 0 | 229 | 0 | 543 | 20 | 27 | 7627 | 29 | 911 | 114 | 9500 | Ruston, Town of | ELCWARUS2023 | 0.87191 | 3.2068 | 4.0787 | 0.87191 | 3.2068 | 4.0787
95 | Richland Energy Services | Seattle City Light | 103988 | 0 | 0 | 0 | 8192879 | 0 | 437739 | 0 | 0 | 0 | 0 | 0 | 0 | 430108 | 152675 | 184891 | 9502280 | 0 | 337566 | 0 | 437739 | 0 | 103988 | 8192879 | 0 | 430108 | 0 | 9502280 | Seattle City Light | ELCWASCL2023 | 1.154 | 4.7796 | 5.9336 | 1.154 | 4.7796 | 5.9336
96 | Ruston, Town of | Skamania County PUD #1 | 0 | 0 | 0 | 0 | 123477 | 0 | 15913 | 0 | 0 | 0 | 0 | 0 | 0 | 0 | 0 | 6721 | 146111 | 0 | 6721 | 0 | 15913 | 0 | 0 | 123477 | 0 | 0 | 0 | 146111 | Skamania County PUD #1 | ELCWASCP2023 | 1.623 | 5.7637 | 7.3868 | 1.623 | 5.7637 | 7.3868
97 | Seattle City Light | Snohomish County PUD #1 | 0 | 0 | 0 | 0 | 5749482 | 0 | 720922 | 0 | 0 | 0 | 88 | 0 | 0 | 84214 | 0 | 302688 | 6857394 | 0 | 302688 | 0 | 720922 | 0 | 0 | 5749482 | 0 | 84214 | 88 | 6857394 | Snohomish County PUD #1 | ELCWASNO2023 | 1.5591 | 5.5308 | 7.0899 | 1.5591 | 5.5308 | 7.0899
99 | Skamania County PUD #1 | Steilacoom Electric Utility | 0 | 0 | 0 | 0 | 34390 | 0 | 4432 | 0 | 0 | 0 | 0 | 0 | 0 | 0 | 0 | 1872 | 40694 | 0 | 1872 | 0 | 4432 | 0 | 0 | 34390 | 0 | 0 | 0 | 40694 | Steilacoom Electric Utility | ELCWASEU2023 | 1.6231 | 5.7641 | 7.3872 | 1.6231 | 5.7641 | 7.3872
101 | Snohomish County PUD #1 | Sumas, City of | 0 | 0 | 0 | 0 | 26571 | 0 | 3424 | 0 | 0 | 0 | 0 | 0 | 0 | 0 | 0 | 1446 | 31441 | 0 | 1446 | 0 | 3424 | 0 | 0 | 26571 | 0 | 0 | 0 | 31441 | Sumas, City of | ELCWASUM2023 | 1.6228 | 5.7627 | 7.3855 | 1.6228 | 5.7627 | 7.3855
102 | Steilacoom Electric Utility | Tacoma Power | 13696 | 10073 | 0 | 15011 | 3898747 | 0 | 277450 | 0 | 0 | 0 | 58325 | 0 | 0 | 465374 | 0 | 117189 | 4855865 | 0 | 117189 | 0 | 277450 | 10073 | 13696 | 3898747 | 15011 | 465374 | 58325 | 4855865 | Tacoma Power | ELCWATPO2023 | 0.87237 | 3.2105 | 4.0828 | 0.87237 | 3.2105 | 4.0828
103 | Sumas, City of | Tanner Electric Coop | 0 | 0 | 0 | 0 | 85661 | 0 | 11039 | 0 | 0 | 0 | 0 | 0 | 0 | 0 | 0 | 4663 | 101363 | 0 | 4663 | 0 | 11039 | 0 | 0 | 85661 | 0 | 0 | 0 | 101363 | Tanner Electric Coop | ELCWATEC2023 | 1.6231 | 5.7642 | 7.3873 | 1.6231 | 5.7642 | 7.3873
106 | Tacoma Power | Vera Water & Power | 0 | 0 | 0 | 0 | 193059 | 0 | 24880 | 0 | 0 | 0 | 0 | 0 | 0 | 0 | 12919 | 10509 | 241367 | 0 | 23428 | 0 | 24880 | 0 | 0 | 193059 | 0 | 0 | 0 | 241367 | Vera Water & Power | ELCWAVER2023 | 3.0936 | 12.1622 | 15.2557 | 3.0936 | 12.1622 | 15.2557
109 | Tanner Electric Coop | Avista (WA) | 0 | 329762 | 949882 | 0 | 1936444 | 2291643 | 0 | 33633 | 0 | 736 | 0 | 0 | 41106 | 195428 | 305588 | 0 | 6084222 | 41842 | 2597231 | 949882 | 0 | 329762 | 33633 | 1936444 | 0 | 195428 | 0 | 6084222 | Avista (WA) | ELCWAAVI2023 | 15.7806 | 101.7671 | 117.5478 | 15.7806 | 101.7671 | 117.5478
111 | Vera Water & Power | Mason County PUD #1 | 0 | 0 | 0 | 0 | 75574 | 0 | 9024 | 0 | 0 | 0 | 0 | 0 | 0 | 0 | 0 | 3812 | 88410 | 0 | 3812 | 0 | 9024 | 0 | 0 | 75574 | 0 | 0 | 0 | 88410 | Mason County PUD #1 | ELCWAMAP2023 | 1.5213 | 5.4026 | 6.9239 | 1.5213 | 5.4026 | 6.9239
117 | Avista (WA) | Whatcom County PUD #1 | 0 | 0 | 0 | 0 | 193051 | 0 | 24879 | 0 | 0 | 0 | 0 | 0 | 0 | 0 | 0 | 10508 | 228438 | 0 | 10508 | 0 | 24879 | 0 | 0 | 193051 | 0 | 0 | 0 | 228438 | Whatcom County PUD #1 | ELCWAWHP2023 | 1.623 | 5.7638 | 7.3868 | 1.623 | 5.7638 | 7.3868
118 | Mason County PUD #1 | Jefferson County PUD #1 | 0 | 0 | 0 | 0 | 344036 | 0 | 44337 | 0 | 0 | 0 | 0 | 0 | 0 | 0 | 0 | 18727 | 407100 | 0 | 18727 | 0 | 44337 | 0 | 0 | 344036 | 0 | 0 | 0 | 407100 | Jefferson County PUD #1 | ELCWAJCP2023 | 1.6231 | 5.7638 | 7.3869 | 1.6231 | 5.764 | 7.387
119 | Whatcom County PUD #1 | Port of Seattle | 0 | 0 | 0 | 0 | 117212 | 0 | 15105 | 0 | 0 | 0 | 0 | 0 | 0 | 0 | 0 | 6380 | 138697 | 0 | 6380 | 0 | 15105 | 0 | 0 | 117212 | 0 | 0 | 0 | 138697 | Port of Seattle | ELCWAPOS2023 | 1.623 | 5.7638 | 7.3868 | 1.623 | 5.7638 | 7.3868
120 | Jefferson County PUD #1 | Yakama Power | 0 | 0 | 0 | 0 | 130729 | 0 | 16848 | 0 | 0 | 0 | 0 | 0 | 0 | 0 | 0 | 7116 | 154693 | 0 | 7116 | 0 | 16848 | 0 | 0 | 130729 | 0 | 0 | 0 | 154693 | Yakama Power | ELCWAYKM2023 | 1.6231 | 5.7639 | 7.387 | 1.6231 | 5.7639 | 7.387
127 | Port of Seattle | Columbia Rural Electric Assn (WA) | 0 | 0 | 0 | 0 | 280176 | 0 | 36107 | 0 | 0 | 0 | 0 | 0 | 0 | 0 | 41146 | 15251 | 372680 | 0 | 56397 | 0 | 36107 | 0 | 0 | 280176 | 0 | 0 | 0 | 372680 | Columbia Rural Electric Assn (WA) | ELCWAYKM2023 | 4.6562 | 18.9615 | 23.6178 | 4.6562 | 18.9615 | 23.6178
128 | Yakama Power | Kittitas PUD #1 | 0 | 0 | 0 | 0 | 99345 | 0 | 12803 | 0 | 0 | 0 | 0 | 0 | 0 | 0 | 191 | 5408 | 117747 | 0 | 5599 | 0 | 12803 | 0 | 0 | 99345 | 0 | 0 | 0 | 117747 | Kittitas PUD #1 | ELCWAKIP2023 | 1.6677 | 5.9582 | 7.6259 | 1.6677 | 5.9582 | 7.6259
130 | Pacific Power (WA) | Pacific Power (WA) | 0 | 0 | 1871235 | 16091 | 243278 | 852596 | 3967 | 0 | 0 | 1558 | 127398 | 0 | 0 | 731139 | 758024 | 1675 | 4606961 | 1558 | 1612295 | 1871235 | 3967 | 0 | 0 | 243278 | 16091 | 731139 | 127398 | 4606961 | Pacific Power (WA) | ELCWAPAP2023 | 16.7248 | 163.3613 | 180.0861 | 16.7248 | 163.3613 | 180.0861
144 | Avangrid (WA) | Kalispel Tribal Utility | 0 | 0 | 0 | 0 | 25446 | 0 | 3279 | 0 | 0 | 0 | 0 | 0 | 0 | 0 | 0 | 1385 | 30110 | 0 | 1385 | 0 | 3279 | 0 | 0 | 25446 | 0 | 0 | 0 | 30110 | Kalispel Tribal Utility | ELCWAKTU2023 | 1.623 | 5.7636 | 7.3866 | 1.623 | 5.7636 | 7.3866
157 | Kalispel Tribal Utility | Okanogan County Electric Coop | 0 | 0 | 0 | 0 | 58456 | 0 | 7533 | 0 | 0 | 0 | 0 | 0 | 0 | 0 | 1826 | 3182 | 70997 | 0 | 5008 | 0 | 7533 | 0 | 0 | 58456 | 0 | 0 | 0 | 70997 | Okanogan County Electric Coop | ELCWAOCC2023 | 2.3297 | 8.8385 | 11.1682 | 2.3297 | 8.8385 | 11.1682
158 | Okanogan County Electric Coop | Orcas Power & Light Coop | 0 | 0 | 0 | 0 | 199494 | 0 | 25709 | 0 | 0 | 0 | 0 | 0 | 0 | 0 | 1148 | 10859 | 237210 | 0 | 12007 | 0 | 25709 | 0 | 0 | 199494 | 0 | 0 | 0 | 237210 | Orcas Power & Light Coop | ELCWAOPC2023 | 1.756 | 6.3424 | 8.0984 | 1.756 | 6.3424 | 8.0984
160 | Orcas Power & Light Coop | Energy Northwest | 0 | 0 | 0 | 0 | 28679 | 0 | 3696 | 0 | 0 | 0 | 0 | 0 | 0 | 0 | 0 | 1561 | 33936 | 0 | 1561 | 0 | 3696 | 0 | 0 | 28679 | 0 | 0 | 0 | 33936 | Energy Northwest | ELCWAENN2023 | 1.623 | 5.7636 | 7.3866 | 1.623 | 5.7636 | 7.3866
161 | Energy Northwest | Consolidated Irrigation District #19 | 0 | 0 | 0 | 0 | 2295 | 0 | 296 | 0 | 0 | 0 | 0 | 0 | 0 | 0 | 0 | 125 | 2716 | 0 | 125 | 0 | 296 | 0 | 0 | 2295 | 0 | 0 | 0 | 2716 | Consolidated Irrigation District #19 | ELCWACID2023 | 1.6239 | 5.7668 | 7.3907 | 1.6239 | 5.7668 | 7.3907
162 | Consolidated Irrigation District #19 | Fairchild Airforce Base | 0 | 0 | 0 | 0 | 38474 | 0 | 4958 | 0 | 0 | 0 | 0 | 0 | 0 | 0 | 0 | 2094 | 45526 | 0 | 2094 | 0 | 4958 | 0 | 0 | 38474 | 0 | 0 | 0 | 45526 | Fairchild Airforce Base | ELCWAFAB2023 | 1.6229 | 5.7633 | 7.3862 | 1.6229 | 5.7633 | 7.3862
164 | Fairchild Airforce Base | Grant County PUD #2 (Rate Schedule 13) | 0 | 0 | 0 | 0 | 800000 | 0 | 0 | 0 | 0 | 0 | 0 | 0 | 0 | 0 | 0 | 0 | 800000 | 0 | 0 | 0 | 0 | 0 | 0 | 800000 | 0 | 0 | 0 | 800000 | Grant County PUD #2 (Rate Schedule 13) | ELCWAGRP2023 | 0 | 0 | 0 | 0 | 0 | 0
| Grant County PUD #2 (Rate Schedule 13) | 2021 WA State Average Grid | 159621 | 537485 | 8289597 | 36131 | 47662929 | 11676676 | 3920111 | 36269 | 0 | 14786 | 507748 | 0 | 41106 | 5048232 | 9991593 | 1653955 | 89576239 | 55892 | 23322224 | 8289597 | 3920111 | 537485 | 195890 | 47662929 | 36131 | 5048232 | 507748 | 89576239 | 2021 WA State Average Grid | WAELEC001-23 | 9.2096 | 59.8016 | 69.0112 | 9.2646 | 60.1011 | 69.3657
WA State Total Electricity